## Version control
Template number: | T0127a
Version number: | V01
Issue date: | 2023-06-23
Document version | Issue date | Created by | Comments
V01 | 2023-05-19 | AG
V02 | 2023-06-23 | AG

## Guide
Project name: | Kensington & Chelsea ¦ Hammersmith & Fulham Cross-Borough Masterplan
Project number: | 2116
Prepared for: | H&F and K&C Borough Councils
Prepared by: | ES
Checked by: | AG
Network option:
Version:
Template number: | T0127
Model number: | V02
Date of issue: | 2023-06-23
GUIDE
This model has been constructed by Sustainable Energy to assess the economic viability of the network with the option to vary key parameters and project timing.
If significant changes in key parameters are required, please contact Sustainable Energy to re-run the technical assessment to update technology inputs.
Project inputs and results are presented in the 'Dashboard' tab for project lifetimes of 20, 30, 40 years.
Disclaimer
This ATEM assesses the viability of heat networks with low carbon technologies. It is not a detailed financial model and third parties should conduct their own due diligence to verify investment options and decisions. Sustainable Energy accepts no liability of any kind.
GENERAL OPERATION
General
Inputs that can be varied within the model are denoted by grey cells (for direct inputs), green cells (for inputs from other tools) or yellow cells (for drop downs).
All key variables can be varied on the 'Dashboard' tab. Results are automatically calculated and shown in the 'Dashboard' tab.
Network phase can be selected in the 'Dashboard' tab cell C9. And first year of each phase can be selected in the 'Dashboard' cells C26:C28.
Separated into 10 sections, as follows:
Key variables
1. Dashboard
2. Heat connections
3. Technical inputs
4. Operating model
5. OPEX
6. CAPEX
7. Revenue
8. Financial analysis
9. CO2
10. Price projections
GLOSSARY
Discount rate | The rate of return used in discounted cash flow analysis to determine the present value of future cash flows.
IRR (internal rate of return) | The interest rate at which the net present value of all cash flows from the project equal zero.
NPC | The present value of cash outflows over the project lifetime.
NPV (net present value) | The difference between the present value of cash inflows and the present value of cash outflows over the project lifetime.
Simple payback | The length of time required to recover the cost of the initial investment. Simple payback does not take into account additional CAPEX (i.e. for later phases).
Techno-economic model | This is a discounted cash flow model which shows the costs and income for a 25 year, 30 year and 40 year life cycle. This is not a detail financial model.
ABBREVIATIONS
BAU | Business as usual
BEIS | Department for Business, Energy and Industrial Strategy
CAPEX | Capital costs
CCL | Climate change levy
CO2e | Carbon dioxide equivalent
COP | Coefficient of Performance
HP | Heat pump
OPEX | Operational expenditure
TEM | Techno-economic model
THE END OF SHEET

## Dashboard
Green cells = inputs from SE tools
Blue cells = outputs
Yellow cells = select from drop down list
Grey cells = inputs
White cells = calculations |  | Show results over | 40 years
KEY PROJECT VARIABLES |  |  | HEAT NETWORK | COUNTERFACTUAL
Network option (select from drop down) | Phase 3 | Economics
Gas tariff (excl. CCL), p/kWh | 7.5 | Net Present Cost | #DIV/0! | 50899.3611
Gas standing charge, £/day | 25 | Levelised cost of heat, p/kWh | #DIV/0! | 10.4998
CCL - natural gas, p/kWh | 0.775 | Net Present Value | #DIV/0!
CCL - electricity, p/kWh | 0.775 | IRR | #VALUE!
Heat sales tariff, p/kWh | 8 | Simple payback | #VALUE!
Phase 1 energy centre electrical capacity, kVa | 206.9075 | CAPEX | #DIV/0! | 0
Phase 2 energy centre electrical capacity, kVa | 206.9075 | REPEX | #DIV/0! | 0
Phase 3 energy centre electrical capacity, kVa | 206.9075 | OPEX | #DIV/0! | 110364.355
Peak and reserve boilers | Electric
Include contingency on capital costs | Yes | Carbon
Include connection charges from network connections | No | Carbon intensity of heat delivered in year 1, gCO2e/kWh | 3.7181 | 94.6827
Connection charges from network connections, £/kW | 20 | Carbon intensity of heat delivered in final year, gCO2e/kWh | 0.13702 | 3.4893
Discount rate, % | 3.5% | tCO2e savings against gas boilers | 190.4128
Grant funding phase 1 | 0% | £ capital employed per tCO2e saved * | #DIV/0!
Grant funding phase 2 | 0% | Total carbon emitted, tCO2e | 0.5773 | 14.7011
Grant funding phase 3 | 0%
Phase 1 start year | 2027
Phase 2 start year | 2032 |  |  | KEY PARAMETERS
Phase 3 start year | 2037 |  | Phase 1 (additonal) | Phase 2 (additonal) | Phase 3 (additonal) | Total
BEIS price projections scenario | Central scenario | Phase flag | 0 | 0 | 1
Indexing for fossil fuel prices | BEIS price projections | Capital costs (additional) | #DIV/0! | #VALUE! | #VALUE! | #DIV/0!
Fixed rate value | 2.5% | Grant funding | #DIV/0! | #VALUE! | #VALUE! | #DIV/0!
Commercial electricity tariff for counterfactual, p/kWh | 15 | Connection charges | 0 | 0 | 0 | 0
Residential electricity tariff for counterfactual, p/kWh | 25 | Remaining capital costs | #DIV/0! | #VALUE! | #VALUE! | #DIV/0!
Counterfactual solution | ASHP | Total network heat demand, kWh | 22072.871 | 0 | 0 | 22072.871
Include heat sales in the assessment | Yes | Network losses, kWh | 2207.2871 | 0 | 0 | 2207.2871
|  | Total heat supplied to network, kWh | 24280.1581 | 0 | 0 | 24280.1581
|  | Energy centres capacity, kW | 0 | 0 | 0 | 0
|  | Heat supplied by energy centres, kWh | 0 | 0 | 0 | 0
|  | Network spine trench length, m | 11.108 | 0 | 0 | 11.108
THE END OF SHEET

## Heat connections inputs
cibse_category
1 | Heat connections
| ID | AnnualDemand | PeakDemand | ConnectionCount | abp_class | addresses | area_name | capacity_band | capacity_kwh | capacity_kwp | capex_fixed | capex_per_kwp | cibse_category | class_desc | description | has_community_heating | name | opex_fixed | opex_per_kwh | opex_per_kwp | postcode | source_temperature | toid | type | unheated | unheated_reason
| Knm5cxAZzmghKglG | 22072.871 | 318.3193 | 1 | RD04 | ["2, MUSARD ROAD, LONDON, W6 8NW"] | Hammersmith | <=150 |  |  |  |  | Domestic | Residential : Dwelling : Terraced |  | false |  |  |  |  | W6 8NW |  | osgb1000041941811 | building | FALSE

## Pipe data inputs
2 | Pipe data
| ID | Diameter | Losses | kW | kWh | BuildingsDownstream | CustomersDownstream | ConnectorFor | Length | Surface | Diversity | Category | area_name | cost_category | form | hierarchy
| A1cxESGbhxNFf+qS | 150 | 3448.1091 | 3599.4561 | 483061.383 | 16 | 48 | Knm5cxAZzmghKglG, QjAT6HAZ1CJUYgBB, q+RMsCQ1AiDbPPCo, kbqEaS9KK+tR/kCp, e307XQlmHYSaAJC5, RM/XGbXZkcrWsWzm, AW34wNHr63w5kMk0, zmS94Y1GZ1kJqmIB, 1ZFXZolmxxelBYF/, D/LQ2vqjgYk22kHp, ngcvKwG5fhu9eHFF, hYgBsEOZDsxFoymK, DPw9N9UNS9pDApVl, QtgiH+Ke77IijEMN, I7nn37HwNutEioIr, f0bp16ZEVHUQ/4an | 11.108 | soft | 0.63 |  | Hammersmith | soft | single carriageway | local road

## Heat supplies inputs
2 | Heat supplies
| ID | AnnualOutput | PeakOutput | capacity_kwh | capacity_kwp | capex_fixed | capex_per_kwp | description | name | opex_fixed | opex_per_kwh | opex_per_kwp | source_temperature | type
| S5sVLVII/YlIxLt6 | 658324.64 | 4000.5383 | 13718504 | 4350.1089 | 1500000 | 1200 | 2.4 MW of low carbon. Aquifer source HP. Assumed peak energy centre capacity of 4.4 MW. | Queen's Club AqSHP (26,584m²) | 0 | 0.047522 | 50.55 | 80 | Aquifer source HP

## Heat connections
1 | Heat connections
| Ref | TOID | Category | Annual Demand, kWh | Peak Demand, kW | No. of connections | Building class | Postcode | Existing/planned development | End of model ouput | Phase | Connected to heat network | Connection year | Number of residential connections | Number of commerical connections | Cost of heat overwrite, £ | Cost of heat, p/kWh | Connection charge/avoided cost, £ | 2nd side improvement cost, £ | Substation cost, £ | Residential flag | Commercial flag | Industrial flag | Development flag | Phase 1 flag | Phase 2 flag | Phase 3 flag | Connected to network
| Knm5cxAZzmghKglG | osgb1000041941811 | Domestic | 22072.871 | 318.3193 | 1 | Residential : Dwelling : Terraced | W6 8NW | building |  | 1 | Yes | 2027 | 1 | 0 |  | 8 | 6366.3851 | 16486.8113 | 39765 | 1 | 0 | 0 | 1 | 1 | 0 | 0 | Yes
| - | - | - | - | - | - | - | - | - |  | 1 | Yes | - | 0 | - |  | 0 | #VALUE! | 0 | 0 | 0 | 0 | 0 | 1 | 1 | 0 | 0 | No
| - | - | - | - | - | - | - | - | - |  | 1 | Yes | - | 0 | - |  | 0 | #VALUE! | 0 | 0 | 0 | 0 | 0 | 1 | 1 | 0 | 0 | No
| - | - | - | - | - | - | - | - | - |  | 1 | Yes | - | 0 | - |  | 0 | #VALUE! | 0 | 0 | 0 | 0 | 0 | 1 | 1 | 0 | 0 | No
| - | - | - | - | - | - | - | - | - |  | 1 | Yes | - | 0 | - |  | 0 | #VALUE! | 0 | 0 | 0 | 0 | 0 | 1 | 1 | 0 | 0 | No
| - | - | - | - | - | - | - | - | - |  | 1 | Yes | - | 0 | - |  | 0 | #VALUE! | 0 | 0 | 0 | 0 | 0 | 1 | 1 | 0 | 0 | No
| - | - | - | - | - | - | - | - | - |  | 1 | Yes | - | 0 | - |  | 0 | #VALUE! | 0 | 0 | 0 | 0 | 0 | 1 | 1 | 0 | 0 | No
| - | - | - | - | - | - | - | - | - |  | 1 | Yes | - | 0 | - |  | 0 | #VALUE! | 0 | 0 | 0 | 0 | 0 | 1 | 1 | 0 | 0 | No
| - | - | - | - | - | - | - | - | - |  | 1 | Yes | - | 0 | - |  | 0 | #VALUE! | 0 | 0 | 0 | 0 | 0 | 1 | 1 | 0 | 0 | No
| - | - | - | - | - | - | - | - | - |  | 1 | Yes | - | 0 | - |  | 0 | #VALUE! | 0 | 0 | 0 | 0 | 0 | 1 | 1 | 0 | 0 | No
| - | - | - | - | - | - | - | - | - |  | 1 | Yes | - | 0 | - |  | 0 | #VALUE! | 0 | 0 | 0 | 0 | 0 | 1 | 1 | 0 | 0 | No
| - | - | - | - | - | - | - | - | - |  | 1 | Yes | - | 0 | - |  | 0 | #VALUE! | 0 | 0 | 0 | 0 | 0 | 1 | 1 | 0 | 0 | No
| - | - | - | - | - | - | - | - | - |  | 1 | Yes | - | 0 | - |  | 0 | #VALUE! | 0 | 0 | 0 | 0 | 0 | 1 | 1 | 0 | 0 | No
| - | - | - | - | - | - | - | - | - |  | 1 | Yes | - | 0 | - |  | 0 | #VALUE! | 0 | 0 | 0 | 0 | 0 | 1 | 1 | 0 | 0 | No
| - | - | - | - | - | - | - | - | - |  | 1 | Yes | - | 0 | - |  | 0 | #VALUE! | 0 | 0 | 0 | 0 | 0 | 1 | 1 | 0 | 0 | No
| - | - | - | - | - | - | - | - | - |  | 1 | Yes | - | 0 | - |  | 0 | #VALUE! | 0 | 0 | 0 | 0 | 0 | 1 | 1 | 0 | 0 | No
| - | - | - | - | - | - | - | - | - |  | 1 | Yes | - | 0 | - |  | 0 | #VALUE! | 0 | 0 | 0 | 0 | 0 | 1 | 1 | 0 | 0 | No
| - | - | - | - | - | - | - | - | - |  | 1 | Yes | - | 0 | - |  | 0 | #VALUE! | 0 | 0 | 0 | 0 | 0 | 1 | 1 | 0 | 0 | No
| - | - | - | - | - | - | - | - | - |  | 1 | Yes | - | 0 | - |  | 0 | #VALUE! | 0 | 0 | 0 | 0 | 0 | 1 | 1 | 0 | 0 | No
| - | - | - | - | - | - | - | - | - |  | 1 | Yes | - | 0 | - |  | 0 | #VALUE! | 0 | 0 | 0 | 0 | 0 | 1 | 1 | 0 | 0 | No
| - | - | - | - | - | - | - | - | - |  | 1 | Yes | - | 0 | - |  | 0 | #VALUE! | 0 | 0 | 0 | 0 | 0 | 1 | 1 | 0 | 0 | No
| - | - | - | - | - | - | - | - | - |  | 1 | Yes | - | 0 | - |  | 0 | #VALUE! | 0 | 0 | 0 | 0 | 0 | 1 | 1 | 0 | 0 | No
| - | - | - | - | - | - | - | - | - |  | 1 | Yes | - | 0 | - |  | 0 | #VALUE! | 0 | 0 | 0 | 0 | 0 | 1 | 1 | 0 | 0 | No
| - | - | - | - | - | - | - | - | - |  | 1 | Yes | - | 0 | - |  | 0 | #VALUE! | 0 | 0 | 0 | 0 | 0 | 1 | 1 | 0 | 0 | No
| - | - | - | - | - | - | - | - | - |  | 1 | Yes | - | 0 | - |  | 0 | #VALUE! | 0 | 0 | 0 | 0 | 0 | 1 | 1 | 0 | 0 | No
| - | - | - | - | - | - | - | - | - |  | 1 | Yes | - | 0 | - |  | 0 | #VALUE! | 0 | 0 | 0 | 0 | 0 | 1 | 1 | 0 | 0 | No
| - | - | - | - | - | - | - | - | - |  | 1 | Yes | - | 0 | - |  | 0 | #VALUE! | 0 | 0 | 0 | 0 | 0 | 1 | 1 | 0 | 0 | No
| - | - | - | - | - | - | - | - | - |  | 1 | Yes | - | 0 | - |  | 0 | #VALUE! | 0 | 0 | 0 | 0 | 0 | 1 | 1 | 0 | 0 | No
| - | - | - | - | - | - | - | - | - |  | 1 | Yes | - | 0 | - |  | 0 | #VALUE! | 0 | 0 | 0 | 0 | 0 | 1 | 1 | 0 | 0 | No
| - | - | - | - | - | - | - | - | - |  | 1 | Yes | - | 0 | - |  | 0 | #VALUE! | 0 | 0 | 0 | 0 | 0 | 1 | 1 | 0 | 0 | No
| - | - | - | - | - | - | - | - | - |  | 1 | Yes | - | 0 | - |  | 0 | #VALUE! | 0 | 0 | 0 | 0 | 0 | 1 | 1 | 0 | 0 | No
| - | - | - | - | - | - | - | - | - |  | 1 | Yes | - | 0 | - |  | 0 | #VALUE! | 0 | 0 | 0 | 0 | 0 | 1 | 1 | 0 | 0 | No
| - | - | - | - | - | - | - | - | - |  | 1 | Yes | - | 0 | - |  | 0 | #VALUE! | 0 | 0 | 0 | 0 | 0 | 1 | 1 | 0 | 0 | No
| - | - | - | - | - | - | - | - | - |  | 1 | Yes | - | 0 | - |  | 0 | #VALUE! | 0 | 0 | 0 | 0 | 0 | 1 | 1 | 0 | 0 | No
| - | - | - | - | - | - | - | - | - |  | 1 | Yes | - | 0 | - |  | 0 | #VALUE! | 0 | 0 | 0 | 0 | 0 | 1 | 1 | 0 | 0 | No
| - | - | - | - | - | - | - | - | - |  | 1 | Yes | - | 0 | - |  | 0 | #VALUE! | 0 | 0 | 0 | 0 | 0 | 1 | 1 | 0 | 0 | No
| - | - | - | - | - | - | - | - | - |  | 1 | Yes | - | 0 | - |  | 0 | #VALUE! | 0 | 0 | 0 | 0 | 0 | 1 | 1 | 0 | 0 | No
| - | - | - | - | - | - | - | - | - |  | 1 | Yes | - | 0 | - |  | 0 | #VALUE! | 0 | 0 | 0 | 0 | 0 | 1 | 1 | 0 | 0 | No
| - | - | - | - | - | - | - | - | - |  | 1 | Yes | - | 0 | - |  | 0 | #VALUE! | 0 | 0 | 0 | 0 | 0 | 1 | 1 | 0 | 0 | No
| - | - | - | - | - | - | - | - | - |  | 1 | Yes | - | 0 | - |  | 0 | #VALUE! | 0 | 0 | 0 | 0 | 0 | 1 | 1 | 0 | 0 | No
| - | - | - | - | - | - | - | - | - |  | 1 | Yes | - | 0 | - |  | 0 | #VALUE! | 0 | 0 | 0 | 0 | 0 | 1 | 1 | 0 | 0 | No
| - | - | - | - | - | - | - | - | - |  | 1 | Yes | - | 0 | - |  | 0 | #VALUE! | 0 | 0 | 0 | 0 | 0 | 1 | 1 | 0 | 0 | No
| - | - | - | - | - | - | - | - | - |  | 1 | Yes | - | 0 | - |  | 0 | #VALUE! | 0 | 0 | 0 | 0 | 0 | 1 | 1 | 0 | 0 | No
| - | - | - | - | - | - | - | - | - |  | 1 | Yes | - | 0 | - |  | 0 | #VALUE! | 0 | 0 | 0 | 0 | 0 | 1 | 1 | 0 | 0 | No
| - | - | - | - | - | - | - | - | - |  | 1 | Yes | - | 0 | - |  | 0 | #VALUE! | 0 | 0 | 0 | 0 | 0 | 1 | 1 | 0 | 0 | No
| - | - | - | - | - | - | - | - | - |  | 1 | Yes | - | 0 | - |  | 0 | #VALUE! | 0 | 0 | 0 | 0 | 0 | 1 | 1 | 0 | 0 | No
| - | - | - | - | - | - | - | - | - |  | 1 | Yes | - | 0 | - |  | 0 | #VALUE! | 0 | 0 | 0 | 0 | 0 | 1 | 1 | 0 | 0 | No
| - | - | - | - | - | - | - | - | - |  | 1 | Yes | - | 0 | - |  | 0 | #VALUE! | 0 | 0 | 0 | 0 | 0 | 1 | 1 | 0 | 0 | No
| - | - | - | - | - | - | - | - | - |  | 1 | Yes | - | 0 | - |  | 0 | #VALUE! | 0 | 0 | 0 | 0 | 0 | 1 | 1 | 0 | 0 | No
| - | - | - | - | - | - | - | - | - |  | 1 | Yes | - | 0 | - |  | 0 | #VALUE! | 0 | 0 | 0 | 0 | 0 | 1 | 1 | 0 | 0 | No
| - | - | - | - | - | - | - | - | - |  | 1 | Yes | - | 0 | - |  | 0 | #VALUE! | 0 | 0 | 0 | 0 | 1 | 1 | 1 | 0 | 0 | No
| - | - | - | - | - | - | - | - | - |  | 1 | Yes | - | 0 | - |  | 0 | #VALUE! | 0 | 0 | 0 | 0 | 2 | 1 | 1 | 0 | 0 | No
| - | - | - | - | - | - | - | - | - |  | 1 | Yes | - | 0 | - |  | 0 | #VALUE! | 0 | 0 | 0 | 0 | 3 | 1 | 1 | 0 | 0 | No
| - | - | - | - | - | - | - | - | - |  | 1 | Yes | - | 0 | - |  | 0 | #VALUE! | 0 | 0 | 0 | 0 | 4 | 1 | 1 | 0 | 0 | No
| - | - | - | - | - | - | - | - | - |  | 1 | Yes | - | 0 | - |  | 0 | #VALUE! | 0 | 0 | 0 | 0 | 5 | 1 | 1 | 0 | 0 | No
| - | - | - | - | - | - | - | - | - |  | 1 | Yes | - | 0 | - |  | 0 | #VALUE! | 0 | 0 | 0 | 0 | 6 | 1 | 1 | 0 | 0 | No
| - | - | - | - | - | - | - | - | - |  | 1 | Yes | - | 0 | - |  | 0 | #VALUE! | 0 | 0 | 0 | 0 | 7 | 1 | 1 | 0 | 0 | No
| - | - | - | - | - | - | - | - | - |  | 1 | Yes | - | 0 | - |  | 0 | #VALUE! | 0 | 0 | 0 | 0 | 8 | 1 | 1 | 0 | 0 | No
| - | - | - | - | - | - | - | - | - |  | 1 | Yes | - | 0 | - |  | 0 | #VALUE! | 0 | 0 | 0 | 0 | 9 | 1 | 1 | 0 | 0 | No
| - | - | - | - | - | - | - | - | - |  | 1 | Yes | - | 0 | - |  | 0 | #VALUE! | 0 | 0 | 0 | 0 | 10 | 1 | 1 | 0 | 0 | No
| - | - | - | - | - | - | - | - | - |  | 1 | Yes | - | 0 | - |  | 0 | #VALUE! | 0 | 0 | 0 | 0 | 11 | 1 | 1 | 0 | 0 | No
| - | - | - | - | - | - | - | - | - |  | 1 | Yes | - | 0 | - |  | 0 | #VALUE! | 0 | 0 | 0 | 0 | 12 | 1 | 1 | 0 | 0 | No
| - | - | - | - | - | - | - | - | - |  | 1 | Yes | - | 0 | - |  | 0 | #VALUE! | 0 | 0 | 0 | 0 | 13 | 1 | 1 | 0 | 0 | No
| - | - | - | - | - | - | - | - | - |  | 1 | Yes | - | 0 | - |  | 0 | #VALUE! | 0 | 0 | 0 | 0 | 14 | 1 | 1 | 0 | 0 | No
| - | - | - | - | - | - | - | - | - |  | 1 | Yes | - | 0 | - |  | 0 | #VALUE! | 0 | 0 | 0 | 0 | 15 | 1 | 1 | 0 | 0 | No
| - | - | - | - | - | - | - | - | - |  | 1 | Yes | - | 0 | - |  | 0 | #VALUE! | 0 | 0 | 0 | 0 | 16 | 1 | 1 | 0 | 0 | No
| - | - | - | - | - | - | - | - | - |  |  |  | - | 0 | - |  | 0 | #VALUE! | 0 | 0 | 0 | 0 | 17 | 1 | 0 | 0 | 0 | No
| - | - | - | - | - | - | - | - | - |  |  |  | - | 0 | - |  | 0 | #VALUE! | 0 | 0 | 0 | 0 | 18 | 1 | 0 | 0 | 0 | No
| - | - | - | - | - | - | - | - | - |  |  |  | - | 0 | - |  | 0 | #VALUE! | 0 | 0 | 0 | 0 | 19 | 1 | 0 | 0 | 0 | No
| - | - | - | - | - | - | - | - | - |  |  |  | - | 0 | - |  | 0 | #VALUE! | 0 | 0 | 0 | 0 | 20 | 1 | 0 | 0 | 0 | No
| - | - | - | - | - | - | - | - | - |  |  |  | - | 0 | - |  | 0 | #VALUE! | 0 | 0 | 0 | 0 | 21 | 1 | 0 | 0 | 0 | No
| - | - | - | - | - | - | - | - | - |  |  |  | - | 0 | - |  | 0 | #VALUE! | 0 | 0 | 0 | 0 | 22 | 1 | 0 | 0 | 0 | No
| - | - | - | - | - | - | - | - | - |  |  |  | - | 0 | - |  | 0 | #VALUE! | 0 | 0 | 0 | 0 | 23 | 1 | 0 | 0 | 0 | No
| - | - | - | - | - | - | - | - | - |  |  |  | - | 0 | - |  | 0 | #VALUE! | 0 | 0 | 0 | 0 | 24 | 1 | 0 | 0 | 0 | No
| - | - | - | - | - | - | - | - | - |  |  |  | - | 0 | - |  | 0 | #VALUE! | 0 | 0 | 0 | 0 | 25 | 1 | 0 | 0 | 0 | No
| - | - | - | - | - | - | - | - | - |  |  |  | - | 0 | - |  | 0 | #VALUE! | 0 | 0 | 0 | 0 | 26 | 1 | 0 | 0 | 0 | No
| - | - | - | - | - | - | - | - | - |  |  |  | - | 0 | - |  | 0 | #VALUE! | 0 | 0 | 0 | 0 | 27 | 1 | 0 | 0 | 0 | No
| - | - | - | - | - | - | - | - | - |  |  |  | - | 0 | - |  | 0 | #VALUE! | 0 | 0 | 0 | 0 | 28 | 1 | 0 | 0 | 0 | No
| - | - | - | - | - | - | - | - | - |  |  |  | - | 0 | - |  | 0 | #VALUE! | 0 | 0 | 0 | 0 | 29 | 1 | 0 | 0 | 0 | No
| - | - | - | - | - | - | - | - | - |  |  |  | - | 0 | - |  | 0 | #VALUE! | 0 | 0 | 0 | 0 | 30 | 1 | 0 | 0 | 0 | No
| - | - | - | - | - | - | - | - | - |  |  |  | - | 0 | - |  | 0 | #VALUE! | 0 | 0 | 0 | 0 | 31 | 1 | 0 | 0 | 0 | No
| - | - | - | - | - | - | - | - | - |  |  |  | - | 0 | - |  | 0 | #VALUE! | 0 | 0 | 0 | 0 | 32 | 1 | 0 | 0 | 0 | No
| - | - | - | - | - | - | - | - | - |  |  |  | - | 0 | - |  | 0 | #VALUE! | 0 | 0 | 0 | 0 | 33 | 1 | 0 | 0 | 0 | No
| - | - | - | - | - | - | - | - | - |  |  |  | - | 0 | - |  | 0 | #VALUE! | 0 | 0 | 0 | 0 | 34 | 1 | 0 | 0 | 0 | No
| - | - | - | - | - | - | - | - | - |  |  |  | - | 0 | - |  | 0 | #VALUE! | 0 | 0 | 0 | 0 | 35 | 1 | 0 | 0 | 0 | No
| - | - | - | - | - | - | - | - | - |  |  |  | - | 0 | - |  | 0 | #VALUE! | 0 | 0 | 0 | 0 | 36 | 1 | 0 | 0 | 0 | No
| - | - | - | - | - | - | - | - | - |  |  |  | - | 0 | - |  | 0 | #VALUE! | 0 | 0 | 0 | 0 | 37 | 1 | 0 | 0 | 0 | No
| - | - | - | - | - | - | - | - | - |  |  |  | - | 0 | - |  | 0 | #VALUE! | 0 | 0 | 0 | 0 | 38 | 1 | 0 | 0 | 0 | No
| - | - | - | - | - | - | - | - | - |  |  |  | - | 0 | - |  | 0 | #VALUE! | 0 | 0 | 0 | 0 | 39 | 1 | 0 | 0 | 0 | No
| - | - | - | - | - | - | - | - | - |  |  |  | - | 0 | - |  | 0 | #VALUE! | 0 | 0 | 0 | 0 | 40 | 1 | 0 | 0 | 0 | No
| - | - | - | - | - | - | - | - | - |  |  |  | - | 0 | - |  | 0 | #VALUE! | 0 | 0 | 0 | 0 | 41 | 1 | 0 | 0 | 0 | No
| - | - | - | - | - | - | - | - | - |  |  |  | - | 0 | - |  | 0 | #VALUE! | 0 | 0 | 0 | 0 | 42 | 1 | 0 | 0 | 0 | No
| - | - | - | - | - | - | - | - | - |  |  |  | - | 0 | - |  | 0 | #VALUE! | 0 | 0 | 0 | 0 | 43 | 1 | 0 | 0 | 0 | No
| - | - | - | - | - | - | - | - | - |  |  |  | - | 0 | - |  | 0 | #VALUE! | 0 | 0 | 0 | 0 | 44 | 1 | 0 | 0 | 0 | No
| - | - | - | - | - | - | - | - | - |  |  |  | - | 0 | - |  | 0 | #VALUE! | 0 | 0 | 0 | 0 | 45 | 1 | 0 | 0 | 0 | No
| - | - | - | - | - | - | - | - | - |  |  |  | - | 0 | - |  | 0 | #VALUE! | 0 | 0 | 0 | 0 | 46 | 1 | 0 | 0 | 0 | No
| - | - | - | - | - | - | - | - | - |  |  |  | - | 0 | - |  | 0 | #VALUE! | 0 | 0 | 0 | 0 | 47 | 1 | 0 | 0 | 0 | No
| - | - | - | - | - | - | - | - | - |  |  |  | - | 0 | - |  | 0 | #VALUE! | 0 | 0 | 0 | 0 | 48 | 1 | 0 | 0 | 0 | No
| - | - | - | - | - | - | - | - | - |  |  |  | - | 0 | - |  | 0 | #VALUE! | 0 | 0 | 0 | 0 | 49 | 1 | 0 | 0 | 0 | No
| - | - | - | - | - | - | - | - | - |  |  |  | - | 0 | - |  | 0 | #VALUE! | 0 | 0 | 0 | 0 | 50 | 1 | 0 | 0 | 0 | No
| - | - | - | - | - | - | - | - | - |  |  |  | - | 0 | - |  | 0 | #VALUE! | 0 | 0 | 0 | 0 | 51 | 1 | 0 | 0 | 0 | No
| - | - | - | - | - | - | - | - | - |  |  |  | - | 0 | - |  | 0 | #VALUE! | 0 | 0 | 0 | 0 | 52 | 1 | 0 | 0 | 0 | No
| - | - | - | - | - | - | - | - | - |  |  |  | - | 0 | - |  | 0 | #VALUE! | 0 | 0 | 0 | 0 | 53 | 1 | 0 | 0 | 0 | No
| - | - | - | - | - | - | - | - | - |  |  |  | - | 0 | - |  | 0 | #VALUE! | 0 | 0 | 0 | 0 | 54 | 1 | 0 | 0 | 0 | No
| - | - | - | - | - | - | - | - | - |  |  |  | - | 0 | - |  | 0 | #VALUE! | 0 | 0 | 0 | 0 | 55 | 1 | 0 | 0 | 0 | No
| - | - | - | - | - | - | - | - | - |  |  |  | - | 0 | - |  | 0 | #VALUE! | 0 | 0 | 0 | 0 | 56 | 1 | 0 | 0 | 0 | No
| - | - | - | - | - | - | - | - | - |  |  |  | - | 0 | - |  | 0 | #VALUE! | 0 | 0 | 0 | 0 | 57 | 1 | 0 | 0 | 0 | No
| - | - | - | - | - | - | - | - | - |  |  |  | - | 0 | - |  | 0 | #VALUE! | 0 | 0 | 0 | 0 | 58 | 1 | 0 | 0 | 0 | No
| - | - | - | - | - | - | - | - | - |  |  |  | - | 0 | - |  | 0 | #VALUE! | 0 | 0 | 0 | 0 | 59 | 1 | 0 | 0 | 0 | No
| - | - | - | - | - | - | - | - | - |  |  |  | - | 0 | - |  | 0 | #VALUE! | 0 | 0 | 0 | 0 | 60 | 1 | 0 | 0 | 0 | No
| - | - | - | - | - | - | - | - | - |  |  |  | - | 0 | - |  | 0 | #VALUE! | 0 | 0 | 0 | 0 | 61 | 1 | 0 | 0 | 0 | No
| - | - | - | - | - | - | - | - | - |  |  |  | - | 0 | - |  | 0 | #VALUE! | 0 | 0 | 0 | 0 | 62 | 1 | 0 | 0 | 0 | No
| - | - | - | - | - | - | - | - | - |  |  |  | - | 0 | - |  | 0 | #VALUE! | 0 | 0 | 0 | 0 | 63 | 1 | 0 | 0 | 0 | No
| - | - | - | - | - | - | - | - | - |  |  |  | - | 0 | - |  | 0 | #VALUE! | 0 | 0 | 0 | 0 | 64 | 1 | 0 | 0 | 0 | No
| - | - | - | - | - | - | - | - | - |  |  |  | - | 0 | - |  | 0 | #VALUE! | 0 | 0 | 0 | 0 | 65 | 1 | 0 | 0 | 0 | No
| - | - | - | - | - | - | - | - | - |  |  |  | - | 0 | - |  | 0 | #VALUE! | 0 | 0 | 0 | 0 | 66 | 1 | 0 | 0 | 0 | No
| - | - | - | - | - | - | - | - | - |  |  |  | - | 0 | - |  | 0 | #VALUE! | 0 | 0 | 0 | 0 | 67 | 1 | 0 | 0 | 0 | No
| - | - | - | - | - | - | - | - | - |  |  |  | - | 0 | - |  | 0 | #VALUE! | 0 | 0 | 0 | 0 | 68 | 1 | 0 | 0 | 0 | No
| - | - | - | - | - | - | - | - | - |  |  |  | - | 0 | - |  | 0 | #VALUE! | 0 | 0 | 0 | 0 | 69 | 1 | 0 | 0 | 0 | No
| - | - | - | - | - | - | - | - | - |  |  |  | - | 0 | - |  | 0 | #VALUE! | 0 | 0 | 0 | 0 | 70 | 1 | 0 | 0 | 0 | No
| - | - | - | - | - | - | - | - | - |  |  |  | - | 0 | - |  | 0 | #VALUE! | 0 | 0 | 0 | 0 | 71 | 1 | 0 | 0 | 0 | No
| - | - | - | - | - | - | - | - | - |  |  |  | - | 0 | - |  | 0 | #VALUE! | 0 | 0 | 0 | 0 | 72 | 1 | 0 | 0 | 0 | No
| - | - | - | - | - | - | - | - | - |  |  |  | - | 0 | - |  | 0 | #VALUE! | 0 | 0 | 0 | 0 | 73 | 1 | 0 | 0 | 0 | No
| - | - | - | - | - | - | - | - | - |  |  |  | - | 0 | - |  | 0 | #VALUE! | 0 | 0 | 0 | 0 | 74 | 1 | 0 | 0 | 0 | No
| - | - | - | - | - | - | - | - | - |  |  |  | - | 0 | - |  | 0 | #VALUE! | 0 | 0 | 0 | 0 | 75 | 1 | 0 | 0 | 0 | No
| - | - | - | - | - | - | - | - | - |  |  |  | - | 0 | - |  | 0 | #VALUE! | 0 | 0 | 0 | 0 | 76 | 1 | 0 | 0 | 0 | No
| - | - | - | - | - | - | - | - | - |  |  |  | - | 0 | - |  | 0 | #VALUE! | 0 | 0 | 0 | 0 | 77 | 1 | 0 | 0 | 0 | No
| - | - | - | - | - | - | - | - | - |  |  |  | - | 0 | - |  | 0 | #VALUE! | 0 | 0 | 0 | 0 | 78 | 1 | 0 | 0 | 0 | No
| - | - | - | - | - | - | - | - | - |  |  |  | - | 0 | - |  | 0 | #VALUE! | 0 | 0 | 0 | 0 | 79 | 1 | 0 | 0 | 0 | No
| - | - | - | - | - | - | - | - | - |  |  |  | - | 0 | - |  | 0 | #VALUE! | 0 | 0 | 0 | 0 | 80 | 1 | 0 | 0 | 0 | No
| - | - | - | - | - | - | - | - | - |  |  |  | - | 0 | - |  | 0 | #VALUE! | 0 | 0 | 0 | 0 | 81 | 1 | 0 | 0 | 0 | No
| - | - | - | - | - | - | - | - | - |  |  |  | - | 0 | - |  | 0 | #VALUE! | 0 | 0 | 0 | 0 | 82 | 1 | 0 | 0 | 0 | No
| - | - | - | - | - | - | - | - | - |  |  |  | - | 0 | - |  | 0 | #VALUE! | 0 | 0 | 0 | 0 | 83 | 1 | 0 | 0 | 0 | No
| - | - | - | - | - | - | - | - | - |  |  |  | - | 0 | - |  | 0 | #VALUE! | 0 | 0 | 0 | 0 | 84 | 1 | 0 | 0 | 0 | No
| - | - | - | - | - | - | - | - | - |  |  |  | - | 0 | - |  | 0 | #VALUE! | 0 | 0 | 0 | 0 | 85 | 1 | 0 | 0 | 0 | No
| - | - | - | - | - | - | - | - | - |  |  |  | - | 0 | - |  | 0 | #VALUE! | 0 | 0 | 0 | 0 | 86 | 1 | 0 | 0 | 0 | No
| - | - | - | - | - | - | - | - | - |  |  |  | - | 0 | - |  | 0 | #VALUE! | 0 | 0 | 0 | 0 | 87 | 1 | 0 | 0 | 0 | No
| - | - | - | - | - | - | - | - | - |  |  |  | - | 0 | - |  | 0 | #VALUE! | 0 | 0 | 0 | 0 | 88 | 1 | 0 | 0 | 0 | No
| - | - | - | - | - | - | - | - | - |  |  |  | - | 0 | - |  | 0 | #VALUE! | 0 | 0 | 0 | 0 | 89 | 1 | 0 | 0 | 0 | No
| - | - | - | - | - | - | - | - | - |  |  |  | - | 0 | - |  | 0 | #VALUE! | 0 | 0 | 0 | 0 | 90 | 1 | 0 | 0 | 0 | No
| - | - | - | - | - | - | - | - | - |  |  |  | - | 0 | - |  | 0 | #VALUE! | 0 | 0 | 0 | 0 | 91 | 1 | 0 | 0 | 0 | No
| - | - | - | - | - | - | - | - | - |  |  |  | - | 0 | - |  | 0 | #VALUE! | 0 | 0 | 0 | 0 | 92 | 1 | 0 | 0 | 0 | No
| - | - | - | - | - | - | - | - | - |  |  |  | - | 0 | - |  | 0 | #VALUE! | 0 | 0 | 0 | 0 | 93 | 1 | 0 | 0 | 0 | No
| - | - | - | - | - | - | - | - | - |  |  |  | - | 0 | - |  | 0 | #VALUE! | 0 | 0 | 0 | 0 | 94 | 1 | 0 | 0 | 0 | No
| - | - | - | - | - | - | - | - | - |  |  |  | - | 0 | - |  | 0 | #VALUE! | 0 | 0 | 0 | 0 | 95 | 1 | 0 | 0 | 0 | No
| - | - | - | - | - | - | - | - | - |  |  |  | - | 0 | - |  | 0 | #VALUE! | 0 | 0 | 0 | 0 | 96 | 1 | 0 | 0 | 0 | No
| - | - | - | - | - | - | - | - | - |  |  |  | - | 0 | - |  | 0 | #VALUE! | 0 | 0 | 0 | 0 | 97 | 1 | 0 | 0 | 0 | No
| - | - | - | - | - | - | - | - | - |  |  |  | - | 0 | - |  | 0 | #VALUE! | 0 | 0 | 0 | 0 | 98 | 1 | 0 | 0 | 0 | No
| - | - | - | - | - | - | - | - | - |  |  |  | - | 0 | - |  | 0 | #VALUE! | 0 | 0 | 0 | 0 | 99 | 1 | 0 | 0 | 0 | No
| - | - | - | - | - | - | - | - | - |  |  |  | - | 0 | - |  | 0 | #VALUE! | 0 | 0 | 0 | 0 | 100 | 1 | 0 | 0 | 0 | No
| - | - | - | - | - | - | - | - | - |  |  |  | - | 0 | - |  | 0 | #VALUE! | 0 | 0 | 0 | 0 | 101 | 1 | 0 | 0 | 0 | No
| - | - | - | - | - | - | - | - | - |  |  |  | - | 0 | - |  | 0 | #VALUE! | 0 | 0 | 0 | 0 | 102 | 1 | 0 | 0 | 0 | No
| - | - | - | - | - | - | - | - | - |  |  |  | - | 0 | - |  | 0 | #VALUE! | 0 | 0 | 0 | 0 | 103 | 1 | 0 | 0 | 0 | No
| - | - | - | - | - | - | - | - | - |  |  |  | - | 0 | - |  | 0 | #VALUE! | 0 | 0 | 0 | 0 | 104 | 1 | 0 | 0 | 0 | No
| - | - | - | - | - | - | - | - | - |  |  |  | - | 0 | - |  | 0 | #VALUE! | 0 | 0 | 0 | 0 | 105 | 1 | 0 | 0 | 0 | No
| - | - | - | - | - | - | - | - | - |  |  |  | - | 0 | - |  | 0 | #VALUE! | 0 | 0 | 0 | 0 | 106 | 1 | 0 | 0 | 0 | No
| - | - | - | - | - | - | - | - | - |  |  |  | - | 0 | - |  | 0 | #VALUE! | 0 | 0 | 0 | 0 | 107 | 1 | 0 | 0 | 0 | No
| - | - | - | - | - | - | - | - | - |  |  |  | - | 0 | - |  | 0 | #VALUE! | 0 | 0 | 0 | 0 | 108 | 1 | 0 | 0 | 0 | No
| - | - | - | - | - | - | - | - | - |  |  |  | - | 0 | - |  | 0 | #VALUE! | 0 | 0 | 0 | 0 | 109 | 1 | 0 | 0 | 0 | No
| - | - | - | - | - | - | - | - | - |  |  |  | - | 0 | - |  | 0 | #VALUE! | 0 | 0 | 0 | 0 | 110 | 1 | 0 | 0 | 0 | No
| - | - | - | - | - | - | - | - | - |  |  |  | - | 0 | - |  | 0 | #VALUE! | 0 | 0 | 0 | 0 | 111 | 1 | 0 | 0 | 0 | No
| - | - | - | - | - | - | - | - | - |  |  |  | - | 0 | - |  | 0 | #VALUE! | 0 | 0 | 0 | 0 | 112 | 1 | 0 | 0 | 0 | No
| - | - | - | - | - | - | - | - | - |  |  |  | - | 0 | - |  | 0 | #VALUE! | 0 | 0 | 0 | 0 | 113 | 1 | 0 | 0 | 0 | No
| - | - | - | - | - | - | - | - | - |  |  |  | - | 0 | - |  | 0 | #VALUE! | 0 | 0 | 0 | 0 | 114 | 1 | 0 | 0 | 0 | No
| - | - | - | - | - | - | - | - | - |  |  |  | - | 0 | - |  | 0 | #VALUE! | 0 | 0 | 0 | 0 | 115 | 1 | 0 | 0 | 0 | No
| - | - | - | - | - | - | - | - | - |  |  |  | - | 0 | - |  | 0 | #VALUE! | 0 | 0 | 0 | 0 | 116 | 1 | 0 | 0 | 0 | No
| - | - | - | - | - | - | - | - | - |  |  |  | - | 0 | - |  | 0 | #VALUE! | 0 | 0 | 0 | 0 | 117 | 1 | 0 | 0 | 0 | No
| - | - | - | - | - | - | - | - | - |  |  |  | - | 0 | - |  | 0 | #VALUE! | 0 | 0 | 0 | 0 | 118 | 1 | 0 | 0 | 0 | No
| - | - | - | - | - | - | - | - | - |  |  |  | - | 0 | - |  | 0 | #VALUE! | 0 | 0 | 0 | 0 | 119 | 1 | 0 | 0 | 0 | No
| - | - | - | - | - | - | - | - | - |  |  |  | - | 0 | - |  | 0 | #VALUE! | 0 | 0 | 0 | 0 | 120 | 1 | 0 | 0 | 0 | No
| - | - | - | - | - | - | - | - | - |  |  |  | - | 0 | - |  | 0 | #VALUE! | 0 | 0 | 0 | 0 | 121 | 1 | 0 | 0 | 0 | No
| - | - | - | - | - | - | - | - | - |  |  |  | - | 0 | - |  | 0 | #VALUE! | 0 | 0 | 0 | 0 | 122 | 1 | 0 | 0 | 0 | No
| - | - | - | - | - | - | - | - | - |  |  |  | - | 0 | - |  | 0 | #VALUE! | 0 | 0 | 0 | 0 | 123 | 1 | 0 | 0 | 0 | No
| - | - | - | - | - | - | - | - | - |  |  |  | - | 0 | - |  | 0 | #VALUE! | 0 | 0 | 0 | 0 | 124 | 1 | 0 | 0 | 0 | No
| - | - | - | - | - | - | - | - | - |  |  |  | - | 0 | - |  | 0 | #VALUE! | 0 | 0 | 0 | 0 | 125 | 1 | 0 | 0 | 0 | No
| - | - | - | - | - | - | - | - | - |  |  |  | - | 0 | - |  | 0 | #VALUE! | 0 | 0 | 0 | 0 | 126 | 1 | 0 | 0 | 0 | No
| - | - | - | - | - | - | - | - | - |  |  |  | - | 0 | - |  | 0 | #VALUE! | 0 | 0 | 0 | 0 | 127 | 1 | 0 | 0 | 0 | No
| - | - | - | - | - | - | - | - | - |  |  |  | - | 0 | - |  | 0 | #VALUE! | 0 | 0 | 0 | 0 | 128 | 1 | 0 | 0 | 0 | No
| - | - | - | - | - | - | - | - | - |  |  |  | - | 0 | - |  | 0 | #VALUE! | 0 | 0 | 0 | 0 | 129 | 1 | 0 | 0 | 0 | No
| - | - | - | - | - | - | - | - | - |  |  |  | - | 0 | - |  | 0 | #VALUE! | 0 | 0 | 0 | 0 | 130 | 1 | 0 | 0 | 0 | No
| - | - | - | - | - | - | - | - | - |  |  |  | - | 0 | - |  | 0 | #VALUE! | 0 | 0 | 0 | 0 | 131 | 1 | 0 | 0 | 0 | No
| - | - | - | - | - | - | - | - | - |  |  |  | - | 0 | - |  | 0 | #VALUE! | 0 | 0 | 0 | 0 | 132 | 1 | 0 | 0 | 0 | No
| - | - | - | - | - | - | - | - | - |  |  |  | - | 0 | - |  | 0 | #VALUE! | 0 | 0 | 0 | 0 | 133 | 1 | 0 | 0 | 0 | No
| - | - | - | - | - | - | - | - | - |  |  |  | - | 0 | - |  | 0 | #VALUE! | 0 | 0 | 0 | 0 | 134 | 1 | 0 | 0 | 0 | No
| - | - | - | - | - | - | - | - | - |  |  |  | - | 0 | - |  | 0 | #VALUE! | 0 | 0 | 0 | 0 | 135 | 1 | 0 | 0 | 0 | No
| - | - | - | - | - | - | - | - | - |  |  |  | - | 0 | - |  | 0 | #VALUE! | 0 | 0 | 0 | 0 | 136 | 1 | 0 | 0 | 0 | No
| - | - | - | - | - | - | - | - | - |  |  |  | - | 0 | - |  | 0 | #VALUE! | 0 | 0 | 0 | 0 | 137 | 1 | 0 | 0 | 0 | No
| - | - | - | - | - | - | - | - | - |  |  |  | - | 0 | - |  | 0 | #VALUE! | 0 | 0 | 0 | 0 | 138 | 1 | 0 | 0 | 0 | No
| - | - | - | - | - | - | - | - | - |  |  |  | - | 0 | - |  | 0 | #VALUE! | 0 | 0 | 0 | 0 | 139 | 1 | 0 | 0 | 0 | No
| - | - | - | - | - | - | - | - | - |  |  |  | - | 0 | - |  | 0 | #VALUE! | 0 | 0 | 0 | 0 | 140 | 1 | 0 | 0 | 0 | No
| - | - | - | - | - | - | - | - | - |  |  |  | - | 0 | - |  | 0 | #VALUE! | 0 | 0 | 0 | 0 | 141 | 1 | 0 | 0 | 0 | No
| - | - | - | - | - | - | - | - | - |  |  |  | - | 0 | - |  | 0 | #VALUE! | 0 | 0 | 0 | 0 | 142 | 1 | 0 | 0 | 0 | No
| - | - | - | - | - | - | - | - | - |  |  |  | - | 0 | - |  | 0 | #VALUE! | 0 | 0 | 0 | 0 | 143 | 1 | 0 | 0 | 0 | No
| - | - | - | - | - | - | - | - | - |  |  |  | - | 0 | - |  | 0 | #VALUE! | 0 | 0 | 0 | 0 | 144 | 1 | 0 | 0 | 0 | No
| - | - | - | - | - | - | - | - | - |  |  |  | - | 0 | - |  | 0 | #VALUE! | 0 | 0 | 0 | 0 | 145 | 1 | 0 | 0 | 0 | No
| - | - | - | - | - | - | - | - | - |  |  |  | - | 0 | - |  | 0 | #VALUE! | 0 | 0 | 0 | 0 | 146 | 1 | 0 | 0 | 0 | No
| - | - | - | - | - | - | - | - | - |  |  |  | - | 0 | - |  | 0 | #VALUE! | 0 | 0 | 0 | 0 | 147 | 1 | 0 | 0 | 0 | No
| - | - | - | - | - | - | - | - | - |  |  |  | - | 0 | - |  | 0 | #VALUE! | 0 | 0 | 0 | 0 | 148 | 1 | 0 | 0 | 0 | No
| - | - | - | - | - | - | - | - | - |  |  |  | - | 0 | - |  | 0 | #VALUE! | 0 | 0 | 0 | 0 | 149 | 1 | 0 | 0 | 0 | No
| - | - | - | - | - | - | - | - | - |  |  |  | - | 0 | - |  | 0 | #VALUE! | 0 | 0 | 0 | 0 | 150 | 1 | 0 | 0 | 0 | No
| - | - | - | - | - | - | - | - | - |  |  |  | - | 0 | - |  | 0 | #VALUE! | 0 | 0 | 0 | 0 | 151 | 1 | 0 | 0 | 0 | No
| - | - | - | - | - | - | - | - | - |  |  |  | - | 0 | - |  | 0 | #VALUE! | 0 | 0 | 0 | 0 | 152 | 1 | 0 | 0 | 0 | No
| - | - | - | - | - | - | - | - | - |  |  |  | - | 0 | - |  | 0 | #VALUE! | 0 | 0 | 0 | 0 | 153 | 1 | 0 | 0 | 0 | No
| - | - | - | - | - | - | - | - | - |  |  |  | - | 0 | - |  | 0 | #VALUE! | 0 | 0 | 0 | 0 | 154 | 1 | 0 | 0 | 0 | No
| - | - | - | - | - | - | - | - | - |  |  |  | - | 0 | - |  | 0 | #VALUE! | 0 | 0 | 0 | 0 | 155 | 1 | 0 | 0 | 0 | No
| - | - | - | - | - | - | - | - | - |  |  |  | - | 0 | - |  | 0 | #VALUE! | 0 | 0 | 0 | 0 | 156 | 1 | 0 | 0 | 0 | No
| - | - | - | - | - | - | - | - | - |  |  |  | - | 0 | - |  | 0 | #VALUE! | 0 | 0 | 0 | 0 | 157 | 1 | 0 | 0 | 0 | No
| - | - | - | - | - | - | - | - | - |  |  |  | - | 0 | - |  | 0 | #VALUE! | 0 | 0 | 0 | 0 | 158 | 1 | 0 | 0 | 0 | No
| - | - | - | - | - | - | - | - | - |  |  |  | - | 0 | - |  | 0 | #VALUE! | 0 | 0 | 0 | 0 | 159 | 1 | 0 | 0 | 0 | No
| - | - | - | - | - | - | - | - | - |  |  |  | - | 0 | - |  | 0 | #VALUE! | 0 | 0 | 0 | 0 | 160 | 1 | 0 | 0 | 0 | No
| - | - | - | - | - | - | - | - | - |  |  |  | - | 0 | - |  | 0 | #VALUE! | 0 | 0 | 0 | 0 | 161 | 1 | 0 | 0 | 0 | No
| - | - | - | - | - | - | - | - | - |  |  |  | - | 0 | - |  | 0 | #VALUE! | 0 | 0 | 0 | 0 | 162 | 1 | 0 | 0 | 0 | No
| - | - | - | - | - | - | - | - | - |  |  |  | - | 0 | - |  | 0 | #VALUE! | 0 | 0 | 0 | 0 | 163 | 1 | 0 | 0 | 0 | No
| - | - | - | - | - | - | - | - | - |  |  |  | - | 0 | - |  | 0 | #VALUE! | 0 | 0 | 0 | 0 | 164 | 1 | 0 | 0 | 0 | No
| - | - | - | - | - | - | - | - | - |  |  |  | - | 0 | - |  | 0 | #VALUE! | 0 | 0 | 0 | 0 | 165 | 1 | 0 | 0 | 0 | No
| - | - | - | - | - | - | - | - | - |  |  |  | - | 0 | - |  | 0 | #VALUE! | 0 | 0 | 0 | 0 | 166 | 1 | 0 | 0 | 0 | No
| - | - | - | - | - | - | - | - | - |  |  |  | - | 0 | - |  | 0 | #VALUE! | 0 | 0 | 0 | 0 | 167 | 1 | 0 | 0 | 0 | No
| - | - | - | - | - | - | - | - | - |  |  |  | - | 0 | - |  | 0 | #VALUE! | 0 | 0 | 0 | 0 | 168 | 1 | 0 | 0 | 0 | No
| - | - | - | - | - | - | - | - | - |  |  |  | - | 0 | - |  | 0 | #VALUE! | 0 | 0 | 0 | 0 | 169 | 1 | 0 | 0 | 0 | No
| - | - | - | - | - | - | - | - | - |  |  |  | - | 0 | - |  | 0 | #VALUE! | 0 | 0 | 0 | 0 | 170 | 1 | 0 | 0 | 0 | No
| - | - | - | - | - | - | - | - | - |  |  |  | - | 0 | - |  | 0 | #VALUE! | 0 | 0 | 0 | 0 | 171 | 1 | 0 | 0 | 0 | No
| - | - | - | - | - | - | - | - | - |  |  |  | - | 0 | - |  | 0 | #VALUE! | 0 | 0 | 0 | 0 | 172 | 1 | 0 | 0 | 0 | No
| - | - | - | - | - | - | - | - | - |  |  |  | - | 0 | - |  | 0 | #VALUE! | 0 | 0 | 0 | 0 | 173 | 1 | 0 | 0 | 0 | No
| - | - | - | - | - | - | - | - | - |  |  |  | - | 0 | - |  | 0 | #VALUE! | 0 | 0 | 0 | 0 | 174 | 1 | 0 | 0 | 0 | No
| - | - | - | - | - | - | - | - | - |  |  |  | - | 0 | - |  | 0 | #VALUE! | 0 | 0 | 0 | 0 | 175 | 1 | 0 | 0 | 0 | No
| - | - | - | - | - | - | - | - | - |  |  |  | - | 0 | - |  | 0 | #VALUE! | 0 | 0 | 0 | 0 | 176 | 1 | 0 | 0 | 0 | No
| - | - | - | - | - | - | - | - | - |  |  |  | - | 0 | - |  | 0 | #VALUE! | 0 | 0 | 0 | 0 | 177 | 1 | 0 | 0 | 0 | No
| - | - | - | - | - | - | - | - | - |  |  |  | - | 0 | - |  | 0 | #VALUE! | 0 | 0 | 0 | 0 | 178 | 1 | 0 | 0 | 0 | No
| - | - | - | - | - | - | - | - | - |  |  |  | - | 0 | - |  | 0 | #VALUE! | 0 | 0 | 0 | 0 | 179 | 1 | 0 | 0 | 0 | No
| - | - | - | - | - | - | - | - | - |  |  |  | - | 0 | - |  | 0 | #VALUE! | 0 | 0 | 0 | 0 | 180 | 1 | 0 | 0 | 0 | No
| - | - | - | - | - | - | - | - | - |  |  |  | - | 0 | - |  | 0 | #VALUE! | 0 | 0 | 0 | 0 | 181 | 1 | 0 | 0 | 0 | No
| - | - | - | - | - | - | - | - | - |  |  |  | - | 0 | - |  | 0 | #VALUE! | 0 | 0 | 0 | 0 | 182 | 1 | 0 | 0 | 0 | No
| - | - | - | - | - | - | - | - | - |  |  |  | - | 0 | - |  | 0 | #VALUE! | 0 | 0 | 0 | 0 | 183 | 1 | 0 | 0 | 0 | No
| - | - | - | - | - | - | - | - | - |  |  |  | - | 0 | - |  | 0 | #VALUE! | 0 | 0 | 0 | 0 | 184 | 1 | 0 | 0 | 0 | No
| - | - | - | - | - | - | - | - | - |  |  |  | - | 0 | - |  | 0 | #VALUE! | 0 | 0 | 0 | 0 | 185 | 1 | 0 | 0 | 0 | No
| - | - | - | - | - | - | - | - | - |  |  |  | - | 0 | - |  | 0 | #VALUE! | 0 | 0 | 0 | 0 | 186 | 1 | 0 | 0 | 0 | No
| - | - | - | - | - | - | - | - | - |  |  |  | - | 0 | - |  | 0 | #VALUE! | 0 | 0 | 0 | 0 | 187 | 1 | 0 | 0 | 0 | No
| - | - | - | - | - | - | - | - | - |  |  |  | - | 0 | - |  | 0 | #VALUE! | 0 | 0 | 0 | 0 | 188 | 1 | 0 | 0 | 0 | No

## Pipe data
2 | Pipe data
| ID | Length | Surface | Nominal Diameter | Losses (kWh/y) | Delivered Power, kW | Delivered demand, kWh/y | Number of buildings downstream | Number of connected users downstream | Connected buildings ID | Assumed diversity from model | End of model ouput | Tag | Phase overwrite | Phase | Network cost, £
| A1cxESGbhxNFf+qS | 11.108 | soft | 150 | 3448.1091 | 3599.4561 | 483061.383 | 16 | 48 | - | 0.63 |  | Main | 0 | 1 | 14178.1717
| - | - | - | - | - | - | - | - | - | - | - |  | Main | 0 | 1 | #VALUE!
| - | - | - | - | - | - | - | - | - | - | - |  | Main | 0 | 1 | #VALUE!
| - | - | - | - | - | - | - | - | - | - | - |  | Main | 0 | 1 | #VALUE!
| - | - | - | - | - | - | - | - | - | - | - |  | Main | 0 | 1 | #VALUE!
| - | - | - | - | - | - | - | - | - | - | - |  | Main | 0 | 1 | #VALUE!
| - | - | - | - | - | - | - | - | - | - | - |  | Main | 0 | 1 | #VALUE!
| - | - | - | - | - | - | - | - | - | - | - |  | Main | 0 | 1 | #VALUE!
| - | - | - | - | - | - | - | - | - | - | - |  | Main | 0 | 1 | #VALUE!
| - | - | - | - | - | - | - | - | - | - | - |  | Main | 0 | 1 | #VALUE!
| - | - | - | - | - | - | - | - | - | - | - |  | Main | 0 | 1 | #VALUE!
| - | - | - | - | - | - | - | - | - | - | - |  | Main | 0 | 1 | #VALUE!
| - | - | - | - | - | - | - | - | - | - | - |  | Main | 0 | 1 | #VALUE!
| - | - | - | - | - | - | - | - | - | - | - |  | Main | 0 | 1 | #VALUE!
| - | - | - | - | - | - | - | - | - | - | - |  | Main | 0 | 1 | #VALUE!
| - | - | - | - | - | - | - | - | - | - | - |  | Main | 0 | 1 | #VALUE!
| - | - | - | - | - | - | - | - | - | - | - |  | Main | 0 | 1 | #VALUE!
| - | - | - | - | - | - | - | - | - | - | - |  | Main | 0 | 1 | #VALUE!
| - | - | - | - | - | - | - | - | - | - | - |  | Main | 0 | 1 | #VALUE!
| - | - | - | - | - | - | - | - | - | - | - |  | Main | 0 | 1 | #VALUE!
| - | - | - | - | - | - | - | - | - | - | - |  | Main | 0 | 1 | #VALUE!
| - | - | - | - | - | - | - | - | - | - | - |  | Main | 0 | 1 | #VALUE!
| - | - | - | - | - | - | - | - | - | - | - |  | Main | 0 | 1 | #VALUE!
| - | - | - | - | - | - | - | - | - | - | - |  | Main | 0 | 1 | #VALUE!
| - | - | - | - | - | - | - | - | - | - | - |  | Main | 0 | 1 | #VALUE!
| - | - | - | - | - | - | - | - | - | - | - |  | Main | 0 | 1 | #VALUE!
| - | - | - | - | - | - | - | - | - | - | - |  | Main | 0 | 1 | #VALUE!
| - | - | - | - | - | - | - | - | - | - | - |  | Main | 0 | 1 | #VALUE!
| - | - | - | - | - | - | - | - | - | - | - |  | Main | 0 | 1 | #VALUE!
| - | - | - | - | - | - | - | - | - | - | - |  | Main | 0 | 1 | #VALUE!
| - | - | - | - | - | - | - | - | - | - | - |  | Main | 0 | 1 | #VALUE!
| - | - | - | - | - | - | - | - | - | - | - |  | Main | 0 | 1 | #VALUE!
| - | - | - | - | - | - | - | - | - | - | - |  | Main | 0 | 1 | #VALUE!
| - | - | - | - | - | - | - | - | - | - | - |  | Main | 0 | 1 | #VALUE!
| - | - | - | - | - | - | - | - | - | - | - |  | Main | 0 | 1 | #VALUE!
| - | - | - | - | - | - | - | - | - | - | - |  | Main | 0 | 1 | #VALUE!
| - | - | - | - | - | - | - | - | - | - | - |  | Main | 0 | 1 | #VALUE!
| - | - | - | - | - | - | - | - | - | - | - |  | Main | 0 | 1 | #VALUE!
| - | - | - | - | - | - | - | - | - | - | - |  | Main | 0 | 1 | #VALUE!
| - | - | - | - | - | - | - | - | - | - | - |  | Main | 0 | 1 | #VALUE!
| - | - | - | - | - | - | - | - | - | - | - |  | Main | 0 | 1 | #VALUE!
| - | - | - | - | - | - | - | - | - | - | - |  | Main | 0 | 1 | #VALUE!
| - | - | - | - | - | - | - | - | - | - | - |  | Main | 0 | 1 | #VALUE!
| - | - | - | - | - | - | - | - | - | - | - |  | Main | 0 | 1 | #VALUE!
| - | - | - | - | - | - | - | - | - | - | - |  | Main | 0 | 1 | #VALUE!
| - | - | - | - | - | - | - | - | - | - | - |  | Main | 0 | 1 | #VALUE!
| - | - | - | - | - | - | - | - | - | - | - |  | Main | 0 | 1 | #VALUE!
| - | - | - | - | - | - | - | - | - | - | - |  | Main | 0 | 1 | #VALUE!
| - | - | - | - | - | - | - | - | - | - | - |  | Main | 0 | 1 | #VALUE!
| - | - | - | - | - | - | - | - | - | - | - |  | Main | 0 | 1 | #VALUE!
| - | - | - | - | - | - | - | - | - | - | - |  | Main | 0 | 1 | #VALUE!
| - | - | - | - | - | - | - | - | - | - | - |  | Main | 0 | 1 | #VALUE!
| - | - | - | - | - | - | - | - | - | - | - |  | Main | 0 | 1 | #VALUE!
| - | - | - | - | - | - | - | - | - | - | - |  | Main | 0 | 1 | #VALUE!
| - | - | - | - | - | - | - | - | - | - | - |  | Main | 0 | 1 | #VALUE!
| - | - | - | - | - | - | - | - | - | - | - |  | Main | 0 | 1 | #VALUE!
| - | - | - | - | - | - | - | - | - | - | - |  | Main | 0 | 1 | #VALUE!
| - | - | - | - | - | - | - | - | - | - | - |  | Main | 0 | 1 | #VALUE!
| - | - | - | - | - | - | - | - | - | - | - |  | Main | 0 | 1 | #VALUE!
| - | - | - | - | - | - | - | - | - | - | - |  | Main | 0 | 1 | #VALUE!
| - | - | - | - | - | - | - | - | - | - | - |  | Main | 0 | 1 | #VALUE!
| - | - | - | - | - | - | - | - | - | - | - |  | Main | 0 | 1 | #VALUE!
| - | - | - | - | - | - | - | - | - | - | - |  | Main | 0 | 1 | #VALUE!
| - | - | - | - | - | - | - | - | - | - | - |  | Main | 0 | 1 | #VALUE!
| - | - | - | - | - | - | - | - | - | - | - |  | Main | 0 | 1 | #VALUE!
| - | - | - | - | - | - | - | - | - | - | - |  | Main | 0 | 1 | #VALUE!
| - | - | - | - | - | - | - | - | - | - | - |  | Main | 0 | 1 | #VALUE!
| - | - | - | - | - | - | - | - | - | - | - |  | Main | 0 | 1 | #VALUE!
| - | - | - | - | - | - | - | - | - | - | - |  | Main | 0 | 1 | #VALUE!
| - | - | - | - | - | - | - | - | - | - | - |  | Main | 0 | 1 | #VALUE!
| - | - | - | - | - | - | - | - | - | - | - |  | Main | 0 | 1 | #VALUE!
| - | - | - | - | - | - | - | - | - | - | - |  | Main | 0 | 1 | #VALUE!
| - | - | - | - | - | - | - | - | - | - | - |  | Main | 0 | 1 | #VALUE!
| - | - | - | - | - | - | - | - | - | - | - |  | Main | 0 | 1 | #VALUE!
| - | - | - | - | - | - | - | - | - | - | - |  | Main | 0 | 1 | #VALUE!
| - | - | - | - | - | - | - | - | - | - | - |  | Main | 0 | 1 | #VALUE!
| - | - | - | - | - | - | - | - | - | - | - |  | Main | 0 | 1 | #VALUE!
| - | - | - | - | - | - | - | - | - | - | - |  | Main | 0 | 1 | #VALUE!
| - | - | - | - | - | - | - | - | - | - | - |  | Main | 0 | 1 | #VALUE!
| - | - | - | - | - | - | - | - | - | - | - |  | Main | 0 | 1 | #VALUE!
| - | - | - | - | - | - | - | - | - | - | - |  | Main | 0 | 1 | #VALUE!
| - | - | - | - | - | - | - | - | - | - | - |  | Main | 0 | 1 | #VALUE!
| - | - | - | - | - | - | - | - | - | - | - |  | Main | 0 | 1 | #VALUE!
| - | - | - | - | - | - | - | - | - | - | - |  | Main | 0 | 1 | #VALUE!
| - | - | - | - | - | - | - | - | - | - | - |  | Main | 0 | 1 | #VALUE!
| - | - | - | - | - | - | - | - | - | - | - |  | Main | 0 | 1 | #VALUE!
| - | - | - | - | - | - | - | - | - | - | - |  | Main | 0 | 1 | #VALUE!
| - | - | - | - | - | - | - | - | - | - | - |  | Main | 0 | 1 | #VALUE!
| - | - | - | - | - | - | - | - | - | - | - |  | Main | 0 | 1 | #VALUE!
| - | - | - | - | - | - | - | - | - | - | - |  | Main | 0 | 1 | #VALUE!
| - | - | - | - | - | - | - | - | - | - | - |  | Main | 0 | 1 | #VALUE!
| - | - | - | - | - | - | - | - | - | - | - |  | Main | 0 | 1 | #VALUE!
| - | - | - | - | - | - | - | - | - | - | - |  | Main | 0 | 1 | #VALUE!
| - | - | - | - | - | - | - | - | - | - | - |  | Main | 0 | 1 | #VALUE!
| - | - | - | - | - | - | - | - | - | - | - |  | Main | 0 | 1 | #VALUE!
| - | - | - | - | - | - | - | - | - | - | - |  | Main | 0 | 1 | #VALUE!
| - | - | - | - | - | - | - | - | - | - | - |  | Main | 0 | 1 | #VALUE!
| - | - | - | - | - | - | - | - | - | - | - |  | Main | 0 | 1 | #VALUE!
| - | - | - | - | - | - | - | - | - | - | - |  | Main | 0 | 1 | #VALUE!
| - | - | - | - | - | - | - | - | - | - | - |  | Main | 0 | 1 | #VALUE!
| - | - | - | - | - | - | - | - | - | - | - |  | Main | 0 | 1 | #VALUE!
| - | - | - | - | - | - | - | - | - | - | - |  | Main | 0 | 1 | #VALUE!
| - | - | - | - | - | - | - | - | - | - | - |  | Main | 0 | 1 | #VALUE!
| - | - | - | - | - | - | - | - | - | - | - |  | Main | 0 | 1 | #VALUE!
| - | - | - | - | - | - | - | - | - | - | - |  | Main | 0 | 1 | #VALUE!
| - | - | - | - | - | - | - | - | - | - | - |  | Main | 0 | 1 | #VALUE!
| - | - | - | - | - | - | - | - | - | - | - |  | Main | 0 | 1 | #VALUE!
| - | - | - | - | - | - | - | - | - | - | - |  | Main | 0 | 1 | #VALUE!
| - | - | - | - | - | - | - | - | - | - | - |  | Main | 0 | 1 | #VALUE!
| - | - | - | - | - | - | - | - | - | - | - |  | Main | 0 | 1 | #VALUE!
| - | - | - | - | - | - | - | - | - | - | - |  | Main | 0 | 1 | #VALUE!
| - | - | - | - | - | - | - | - | - | - | - |  | Main | 0 | 1 | #VALUE!
| - | - | - | - | - | - | - | - | - | - | - |  | Main | 0 | 1 | #VALUE!
| - | - | - | - | - | - | - | - | - | - | - |  | Main | 0 | 1 | #VALUE!
| - | - | - | - | - | - | - | - | - | - | - |  | Main | 0 | 1 | #VALUE!
| - | - | - | - | - | - | - | - | - | - | - |  | Main | 0 | 1 | #VALUE!
| - | - | - | - | - | - | - | - | - | - | - |  | Main | 0 | 1 | #VALUE!
| - | - | - | - | - | - | - | - | - | - | - |  | Main | 0 | 1 | #VALUE!
| - | - | - | - | - | - | - | - | - | - | - |  | Main | 0 | 1 | #VALUE!
| - | - | - | - | - | - | - | - | - | - | - |  | Main | 0 | 1 | #VALUE!
| - | - | - | - | - | - | - | - | - | - | - |  | Main | 0 | 1 | #VALUE!
| - | - | - | - | - | - | - | - | - | - | - |  | Main | 0 | 1 | #VALUE!
| - | - | - | - | - | - | - | - | - | - | - |  | Main | 0 | 1 | #VALUE!
| - | - | - | - | - | - | - | - | - | - | - |  | Main | 0 | 1 | #VALUE!
| - | - | - | - | - | - | - | - | - | - | - |  | Main | 0 | 1 | #VALUE!
| - | - | - | - | - | - | - | - | - | - | - |  | Main | 0 | 1 | #VALUE!
| - | - | - | - | - | - | - | - | - | - | - |  | Main | 0 | 1 | #VALUE!
| - | - | - | - | - | - | - | - | - | - | - |  | Main | 0 | 1 | #VALUE!
| - | - | - | - | - | - | - | - | - | - | - |  | Main | 0 | 1 | #VALUE!
| - | - | - | - | - | - | - | - | - | - | - |  | Main | 0 | 1 | #VALUE!
| - | - | - | - | - | - | - | - | - | - | - |  | Main | 0 | 1 | #VALUE!
| - | - | - | - | - | - | - | - | - | - | - |  | Main | 0 | 1 | #VALUE!
| - | - | - | - | - | - | - | - | - | - | - |  | Main | 0 | 1 | #VALUE!
| - | - | - | - | - | - | - | - | - | - | - |  | Main | 0 | 1 | #VALUE!
| - | - | - | - | - | - | - | - | - | - | - |  | Main | 0 | 1 | #VALUE!
| - | - | - | - | - | - | - | - | - | - | - |  | Main | 0 | 1 | #VALUE!
| - | - | - | - | - | - | - | - | - | - | - |  | Main | 0 | 1 | #VALUE!
| - | - | - | - | - | - | - | - | - | - | - |  | Main | 0 | 1 | #VALUE!
| - | - | - | - | - | - | - | - | - | - | - |  | Main | 0 | 1 | #VALUE!
| - | - | - | - | - | - | - | - | - | - | - |  | Main | 0 | 1 | #VALUE!
| - | - | - | - | - | - | - | - | - | - | - |  | Main | 0 | 1 | #VALUE!
| - | - | - | - | - | - | - | - | - | - | - |  | Main | 0 | 1 | #VALUE!
| - | - | - | - | - | - | - | - | - | - | - |  | Main | 0 | 1 | #VALUE!
| - | - | - | - | - | - | - | - | - | - | - |  | Main | 0 | 1 | #VALUE!
| - | - | - | - | - | - | - | - | - | - | - |  | Main | 0 | 1 | #VALUE!
| - | - | - | - | - | - | - | - | - | - | - |  | Main | 0 | 1 | #VALUE!
| - | - | - | - | - | - | - | - | - | - | - |  | Main | 0 | 1 | #VALUE!
| - | - | - | - | - | - | - | - | - | - | - |  | Main | 0 | 1 | #VALUE!
| - | - | - | - | - | - | - | - | - | - | - |  | Main | 0 | 1 | #VALUE!
| - | - | - | - | - | - | - | - | - | - | - |  | Main | 0 | 1 | #VALUE!
| - | - | - | - | - | - | - | - | - | - | - |  | Main | 0 | 1 | #VALUE!
| - | - | - | - | - | - | - | - | - | - | - |  | Main | 0 | 1 | #VALUE!
| - | - | - | - | - | - | - | - | - | - | - |  | Main | 0 | 1 | #VALUE!
| - | - | - | - | - | - | - | - | - | - | - |  | Main | 0 | 1 | #VALUE!
| - | - | - | - | - | - | - | - | - | - | - |  | Main | 0 | 1 | #VALUE!
| - | - | - | - | - | - | - | - | - | - | - |  | Main | 0 | 1 | #VALUE!
| - | - | - | - | - | - | - | - | - | - | - |  | Main | 0 | 1 | #VALUE!
| - | - | - | - | - | - | - | - | - | - | - |  | Main | 0 | 1 | #VALUE!
| - | - | - | - | - | - | - | - | - | - | - |  | Main | 0 | 1 | #VALUE!
| - | - | - | - | - | - | - | - | - | - | - |  | Main | 0 | 1 | #VALUE!

## Heat supplies
2 | Heat supplies
[21 empty] | Min OPEX |  |  | Highest Rank
| ID | Technology type | EC name | Technology capacity, kW | kWh/yr output, incl losses | Output T, °C | Capex, fixed | Capex, per kWp | Opex, fixed | Opex, per kWp | Opex, per kWh | System capacity | End of model | Phase | Fixed Opex, per kW (total) | Variable Opex, per kWh (total) | Capex, per kW (Total) | Phase 1 flag | Phase 2 flag | Phase 3 flag | Phase 1 ranking | Phase 2 ranking | Phase 3 ranking | Phase 1 priority | Phase 2 priority | Phase 3 priority | CoP
| S5sVLVII/YlIxLt6 | Aquifer source HP | Queen's Club AqSHP (26,584m²) | 4000.5383 | 658324.64 | 80 | 1500000 | 1200 | 0 | 50.55 | 0.047522 | 2.4 MW of low carbon. Aquifer source HP. Assumed peak energy centre capacity of 4.4 MW. |  | 1 | 202227.212 | 31284.8217 | 4800645.9829 | 1 | 0 | 0 | #REF! | #REF! | #REF! | - | - | - | 2.7356
| - | - | - | - | - | - | - | - | - | - | - | - |  | 1 | #VALUE! | #VALUE! | #VALUE! | 1 | 0 | 0 | #VALUE! | #VALUE! | #VALUE! | - | - | - | #VALUE!
| - | - | - | - | - | - | - | - | - | - | - | - |  | 1 | #VALUE! | #VALUE! | #VALUE! | 1 | 0 | 0 | #VALUE! | #VALUE! | #VALUE! | - | - | - | #VALUE!
| - | - | - | - | - | - | - | - | - | - | - | - |  | 1 | #VALUE! | #VALUE! | #VALUE! | 1 | 0 | 0 | #VALUE! | #VALUE! | #VALUE! | - | - | - | #VALUE!
| - | - | - | - | - | - | - | - | - | - | - | - |  | 1 | #VALUE! | #VALUE! | #VALUE! | 1 | 0 | 0 | #VALUE! | #VALUE! | #VALUE! | - | - | - | #VALUE!
| - | - | - | - | - | - | - | - | - | - | - | - |  |  | #VALUE! | #VALUE! | #VALUE! |  | 0 | 0 |  |  |  | - | - | - | #VALUE!
| - | - | - | - | - | - | - | - | - | - | - | - |  |  | #VALUE! | #VALUE! | #VALUE! |  | 0 | 0 |  |  |  | - | - | - | #VALUE!
| - | - | - | - | - | - | - | - | - | - | - | - |  |  | #VALUE! | #VALUE! | #VALUE! |  | 0 | 0 |  |  |  | - | - | - | #VALUE!
| - | - | - | - | - | - | - | - | - | - | - | - |  |  | #VALUE! | #VALUE! | #VALUE! |  | 0 | 0 |  |  |  | - | - | - | #VALUE!
| - | - | - | - | - | - | - | - | - | - | - | - |  |  | #VALUE! | #VALUE! | #VALUE! |  | 0 | 0 |  |  |  | - | - | - | #VALUE!
| - | - | - | - | - | - | - | - | - | - | - | - |  |  | #VALUE! | #VALUE! | #VALUE! |  | 0 | 0 |  |  |  | - | - | - | #VALUE!
| - | - | - | - | - | - | - | - | - | - | - | - |  |  | #VALUE! | #VALUE! | #VALUE! |  | 0 | 0 |  |  |  | - | - | - | #VALUE!
| - | - | - | - | - | - | - | - | - | - | - | - |  |  | #VALUE! | #VALUE! | #VALUE! |  | 0 | 0 |  |  |  | - | - | - | #VALUE!
| - | - | - | - | - | - | - | - | - | - | - | - |  |  | #VALUE! | #VALUE! | #VALUE! |  | 0 | 0 |  |  |  | - | - | - | #VALUE!
| - | - | - | - | - | - | - | - | - | - | - | - |  |  | #VALUE! | #VALUE! | #VALUE! |  | 0 | 0 |  |  |  | - | - | - | #VALUE!
| - | - | - | - | - | - | - | - | - | - | - | - |  |  | #VALUE! | #VALUE! | #VALUE! |  | 0 | 0 |  |  |  | - | - | - | #VALUE!
| - | - | - | - | - | - | - | - | - | - | - | - |  |  | #VALUE! | #VALUE! | #VALUE! |  | 0 | 0 |  |  |  | - | - | - | #VALUE!
| - | - | - | - | - | - | - | - | - | - | - | - |  |  | #VALUE! | #VALUE! | #VALUE! |  | 0 | 0 |  |  |  | - | - | - | #VALUE!
| - | - | - | - | - | - | - | - | - | - | - | - |  |  | #VALUE! | #VALUE! | #VALUE! |  | 0 | 0 |  |  |  | - | - | - | #VALUE!
| - | - | - | - | - | - | - | - | - | - | - | - |  |  | #VALUE! | #VALUE! | #VALUE! |  | 0 | 0 |  |  |  | - | - | - | #VALUE!
| - | - | - | - | - | - | - | - | - | - | - | - |  |  | #VALUE! | #VALUE! | #VALUE! |  | 0 | 0 |  |  |  | - | - | - | #VALUE!
| - | - | - | - | - | - | - | - | - | - | - | - |  |  | #VALUE! | #VALUE! | #VALUE! |  | 0 | 0 |  |  |  | - | - | - | #VALUE!
| - | - | - | - | - | - | - | - | - | - | - | - |  |  | #VALUE! | #VALUE! | #VALUE! |  | 0 | 0 |  |  |  | - | - | - | #VALUE!
| - | - | - | - | - | - | - | - | - | - | - | - |  |  | #VALUE! | #VALUE! | #VALUE! |  | 0 | 0 |  |  |  | - | - | - | #VALUE!

## Technical inputs
1 | Energy Generation
Heat network
|  | Phase 1 (cumulative) | Phase 2 (cumulative) | Phase 3 (cumulative)
| Commercial annual heat demand, kWh | 0 | 0 | 0
| Residential annual heat demand, kWh | 22072.871 | 22072.871 | 22072.871
| Network heat losses, % | 10% | 10% | 10%
| Undiversified Peak demand, kW | 318.3193 | 318.3193 | 318.3193
| Diversity at energy centre | 65% | 65% | 65%
| Diversified peak demand | 206.9075 | 206.9075 | 206.9075
| ASHP capacity - % of peak demand | 50% | 50% | 50%
| Centralised ASHP COP | 2.7 | 2.7 | 2.7
| Borehole utilisation, % | 0% | 0% | 0%
| Centralised GSHP COP | 3.5 | 3.5 | 3.5
| Heat pump maintenance and services, £/MWh | 15 | 15 | 15
| Peak and reserve gas boiler capacity, % of peak demand | 0% | 0% | 0%
| Peak and reserve gas boiler efficiency, % | 90% | 90% | 90%
% demand delivered by gas peak and reserve boilers
| Peak and reserve gas boiler O&M, £/MWh | 3 | 3 | 3
| Peak and reserve electric boiler capacity, % of peak | 100% | 100% | 100%
| % demand delivered by electric peak and reserve boilers | 9.7% | 7% | 9.1%
| Peak and reserve electric boiler efficiency | 100% | 100% | 100%
| Peak and reserve electric boiler O&M, £/MWh | 1.5 | 1.5 | 1.5
| Peak and reserve electric boiler O&M annual fixed cost | 1000 | 1000 | 1000
| Energy centre parasitic load, % of heat demand | 2% | 2% | 2%
| Heat network maintenance costs, £/m | 5 | 5 | 5
| HIU maintenance costs, £/dwelling | 40 | 40 | 40
| Commercial connection maintenance cost, £/connection | 200 | 200 | 200
| Metering and billing costs, £/dwelling | 50 | 50 | 50
| Metering and billing costs, £/commercial connection | 150 | 150 | 150
Counterfactual
| Commercial ASHP COP | 2.4
| Residential ASHP COP | 2
| Electric heating efficiency, % | 100%
| Gas boiler efficiency, % | 85%
| Heat pump maintenance and service costs, % CAPEX | 5%
| Gas boiler maintenance cost, £/MWh | 3
| Electric boiler maintenance costs, £/MWh | 0
2 | Technology assumptions
| Plant replacement period, years | 20
Counterfactual
| Plant replacement period, years | 15
| Gas boilers, £/dwelling | 800
| Individual ASHPs, £/dwelling | 8320
| Electric heating, £/dwelling | 2000
| Commercial gas boiler, £/kW | 80
| Commercial ASHP, £/kW | 750
| Commercial electric heating, £/kW | 245
3 | Network
|  | Phase 1 (cumulative) | Phase 2 (cumulative) | Phase 3 (cumulative)
| Network spine lengths, m | 11.108 | 11.108 | 11.108
| Total | 11.108 | 11.108 | 11.108
4 | Scheme details
|  | Phase 1 (cumulative) | Phase 2 (cumulative) | Phase 3 (cumulative)
| Number of domestic connections | 1 | 1 | 1
| Number of non-domestic connections | 0 | 0 | 0
| Total capacity size of domestic connections, kW (undiversified) | 318.3193 | 318.3193 | 318.3193
| Total capacity size of non-domestic connections, kW (undiversified) | 0 | 0 | 0
4 | Network costing simpliefed
| Pipe sizes for steel (DN XXX) | Cost of pipe, £/m
|  | Hard (Default) | soft |  | Size, kW | Substation description | Type | Cost
| 20 | 2141.7531 | 618.5362 |  | 100 | Substation comprising 2 x 50 kW plate heat exchanges and associated equipment | Substation | 28145
| 25 | 2155.5749 | 630.6995 |  | 200 | Substation comprising 2 x 100 kW plate heat exchanges and associated equipment | Substation | 33110
| 32 | 2407.4299 | 714.2532 |  | 400 | Substation comprising 2 x 200 kW plate heat exchanges and associated equipment | Substation | 39765
| 40 | 2417.9351 | 723.4978 |  | 600 | Substation comprising 2 x 300 kW plate heat exchanges and associated equipment | Substation | 46352
| 50 | 2501.4349 | 777.5462 |  | 800 | Substation comprising 2 x 400 kW plate heat exchanges and associated equipment | Substation | 52882
| 65 | 2623.9041 | 859.2488 |  | 1000 | Substation comprising 2 x 500 kW plate heat exchanges and associated equipment | Substation | 60941
| 80 | 2733.6925 | 929.6074 |  | 1200 | Substation comprising 2 x 600 kW plate heat exchanges and associated equipment | Substation | 66238
| 100 | 2933.6878 | 1045.8534 |  | 1400 | Substation comprising 2 x 700 kW plate heat exchanges and associated equipment | Substation | 72438
| 125 | 3064.118 | 1127.0333 |  | 1600 | Substation comprising 2 x 800 kW plate heat exchanges and associated equipment | Substation | 80247
| 150 | 3280.1007 | 1276.3984 |  | 1800 | Substation comprising 2 x 900 kW plate heat exchanges and associated equipment | Substation | 88056
| 200 | 3842.2694 | 1604.2735 |  | 2000 | Substation comprising 2 x 1000 kW plate heat exchanges and associated equipment | Substation | 95865
| 250 | 4478.8396 | 2027.8648 |  | 2200 | Substation comprising 2 x 1100 kW plate heat exchanges and associated equipment | Substation | 103674
| 300 | 4599.7456 | 2060.6973 |  | 2400 | Substation comprising 2 x 1200 kW plate heat exchanges and associated equipment | Substation | 111483
| 350 | 4720.6515 | 2093.5297 |  | 2600 | Substation comprising 2 x 1300 kW plate heat exchanges and associated equipment | Substation | 119292
| 400 | 4841.5575 | 2126.3621 |  | 2800 | Substation comprising 2 x 1400 kW plate heat exchanges and associated equipment | Substation | 127101
| 450 | 4962.4635 | 2159.1946 |  | 3000 | Substation comprising 2 x 1600 kW plate heat exchanges and associated equipment | Substation | 134910
| 500 | 5083.3694 | 2192.027
| 600 | 5325.1813 | 2257.6919
| 700 | 5566.9932 | 2323.3567
| 800 | 5808.8051 | 2389.0216
| 900 | 6050.6171 | 2454.6864
| 1000 | 6292.429 | 2520.3513
THE END OF SHEET

## Operating model
1 | Operating model
Heat network
|  | Phase 1 ranking | Phase 2 ranking | Phase 3 ranking | Phase 1 (cumulative) | Phase 2 (cumulative) | Phase 3 (cumulative)
[5 empty] | 0 | 0 | 1
| Total network heat demand, kWh |  |  |  | 22072.871 | 22072.871 | 22072.871
| Network losses, kWh |  |  |  | 2207.2871 | 2207.2871 | 2207.2871
| Diversified peak demand |  |  |  | 206.9075 | 206.9075 | 206.9075
| Total heat supplied by network, kWh |  |  |  | 24280.1581 | 24280.1581 | 24280.1581
1 | Energy centre 1 prioritisation
2 | Energy centre 2 prioritisation
3 | Energy centre 3 prioritisation
4 | Energy centre 4 prioritisation
5 | Energy centre 5 prioritisation
6 | Energy centre 6 prioritisation
7 | Energy centre 7 prioritisation
8 | Energy centre 8 prioritisation
9 | Energy centre 9 prioritisation
10 | Energy centre 10 prioritisation
| Energy centre 1 heat generation |  |  |  | 0 | 0 | 0
| Energy centre 2 heat generation |  |  |  | 0 | 0 | 0
| Energy centre 3 heat generation |  |  |  | 0 | 0 | 0
| Energy centre 4 heat generation |  |  |  | 0 | 0 | 0
| Energy centre 5 heat generation |  |  |  | 0 | 0 | 0
| Energy centre 6 heat generation |  |  |  | 0 | 0 | 0
| Energy centre 7 heat generation |  |  |  | 0 | 0 | 0
| Energy centre 8 heat generation |  |  |  | 0 | 0 | 0
| Energy centre 9 heat generation |  |  |  | 0 | 0 | 0
| Energy centre 10 heat generation |  |  |  | 0 | 0 | 0
| Energy centre 1 electricity requirement |  |  |  | 0 | 0 | 0
| Energy centre 2 electricity requirement |  |  |  | 0 | 0 | 0
| Energy centre 3 electricity requirement |  |  |  | 0 | 0 | 0
| Energy centre 4 electricity requirement |  |  |  | 0 | 0 | 0
| Energy centre 5 electricity requirement |  |  |  | 0 | 0 | 0
| Energy centre 6 electricity requirement |  |  |  | 0 | 0 | 0
| Energy centre 7 electricity requirement |  |  |  | 0 | 0 | 0
| Energy centre 8 electricity requirement |  |  |  | 0 | 0 | 0
| Energy centre 9 electricity requirement |  |  |  | 0 | 0 | 0
| Energy centre 10 electricity requirement |  |  |  | 0 | 0 | 0
| Energy centre 1 peak |  |  |  | 0 | 0 | 0
| Energy centre 2 peak |  |  |  | 0 | 0 | 0
| Energy centre 3 peak |  |  |  | 0 | 0 | 0
| Energy centre 4 peak |  |  |  | 0 | 0 | 0
| Energy centre 5 peak |  |  |  | 0 | 0 | 0
| Energy centre 6 peak |  |  |  | 0 | 0 | 0
| Energy centre 7 peak |  |  |  | 0 | 0 | 0
| Energy centre 8 peak |  |  |  | 0 | 0 | 0
| Energy centre 9 peak |  |  |  | 0 | 0 | 0
| Energy centre 10 peak |  |  |  | 0 | 0 | 0
| Gas boiler capacity, kW |  |  |  | 0 | 0 | 0
| Electric boiler capacity, kW |  |  |  | 206.9075 | 206.9075 | 206.9075
| Heat generated by energy centres, kWh |  |  |  | 0 | 0 | 0
| Electricity requirements for heat generation, kWh |  |  |  | 0 | 0 | 0
| Energy centre parasitic load, kWh |  |  |  | 441.4574 | 441.4574 | 441.4574
THE END OF SHEET

## OPEX
1 | Operational Expenditure
|  | Phase 1 (cumulative) | Phase 2 (cumulative) | Phase 3 (cumulative)
| Cost of fuel import | 0 | 0 | 1
| Prioritised Energy centre 1 (variable opex) | 0 | 0 | 0
| Prioritised Energy centre 2 (variable opex) | 0 | 0 | 0
| Prioritised Energy centre 3 (variable opex) | 0 | 0 | 0
| Prioritised Energy centre 4 (variable opex) | 0 | 0 | 0
| Prioritised Energy centre 5 (variable opex) | 0 | 0 | 0
| Prioritised Energy centre 6 (variable opex) | 0 | 0 | 0
| Prioritised Energy centre 7 (variable opex) | 0 | 0 | 0
| Prioritised Energy centre 8 (variable opex) | 0 | 0 | 0
| Prioritised Energy centre 9 (variable opex) | 0 | 0 | 0
| Prioritised Energy centre 10 (variable opex) | 0 | 0 | 0
Cost of O&M
| Prioritised Energy centre 1 (fixed opex) | 0 | 0 | 0
| Prioritised Energy centre 2 (fixed opex) | 0 | 0 | 0
| Prioritised Energy centre 3 (fixed opex) | 0 | 0 | 0
| Prioritised Energy centre 4 (fixed opex) | 0 | 0 | 0
| Prioritised Energy centre 5 (fixed opex) | 0 | 0 | 0
| Prioritised Energy centre 6 (fixed opex) | 0 | 0 | 0
| Prioritised Energy centre 7 (fixed opex) | 0 | 0 | 0
| Prioritised Energy centre 8 (fixed opex) | 0 | 0 | 0
| Prioritised Energy centre 9 (fixed opex) | 0 | 0 | 0
| Prioritised Energy centre 10 (fixed opex) | 0 | 0 | 0
Heat network
| Cost of heat generation | 0 | 0 | 0
| Fixed opex, £ (O&M and standing charges) | 0 | 0 | 0
| Metering and billing, pipework system monitoring and maintenance (incl HIUs and substations) | 145.5398 | 145.5398 | 145.5398
| Staff | 3183.1925 | 3183.1925 | 3183.1925
| Insurance cost | #DIV/0! | #VALUE! | #VALUE!
Counterfactual
| Heat pump maintenance and service costs | 0 | 0 | 0
| Gas boilers maintenance and service costs | 0 | 0 | 0
| Electric boiler maintenance and service costs | 0 | 0 | 0
THE END OF SHEET

## CAPEX
1 | Capital Expenditure
Heat Network
|  | Assumptions (EC) | Fixed cost, £ | Input / size by Phase, kW |  |  | CAPEX rate | Units | Phase 1 (cumulative) | Phase 2 (cumulative) | Phase 3 (cumulative) | Risk contingency | Phase 1 (including contingency) | Phase 2 (including contingency) | Phase 3 (including contingency)
| Energy centre costs (incl. technology, back up, M&E, thermal storage, pumps, balance of plant, controls & prelims) |  |  | Phase 1 | Phase 2 | Phase 3
| Energy centre 1 |  | 1500000 | 0 | 0 | 0 | 1200 | £/kW | 1500000 | 1500000 | 1500000 | 15% | 1725000 | 1725000 | 1725000
| Energy centre 2 | - | - | 0 | 0 | 0 | - | £/kW | 0 | #VALUE! | #VALUE! | 15% | 0 | #VALUE! | #VALUE!
| Energy centre 3 | - | - | 0 | 0 | 0 | - | £/kW | 0 | #VALUE! | #VALUE! | 15% | 0 | #VALUE! | #VALUE!
| Energy centre 4 | - | - | 0 | 0 | 0 | - | £/kW | 0 | #VALUE! | #VALUE! | 15% | 0 | #VALUE! | #VALUE!
| Energy centre 5 | - | - | 0 | 0 | 0 | - | £/kW | 0 | #VALUE! | #VALUE! | 15% | 0 | #VALUE! | #VALUE!
| Energy centre 6 | - | - | 0 | 0 | 0 | - | £/kW | 0 | #VALUE! | #VALUE! | 15% | 0 | #VALUE! | #VALUE!
| Energy centre 7 | - | - | 0 | 0 | 0 | - | £/kW | 0 | #VALUE! | #VALUE! | 15% | 0 | #VALUE! | #VALUE!
| Energy centre 8 | - | - | 0 | 0 | 0 | - | £/kW | 0 | #VALUE! | #VALUE! | 15% | 0 | #VALUE! | #VALUE!
| Energy centre 9 | - | - | 0 | 0 | 0 | - | £/kW | 0 | #VALUE! | #VALUE! | 15% | 0 | #VALUE! | #VALUE!
| Energy centre 10 | - | - | 0 | 0 | 0 | - | £/kW | 0 | #VALUE! | #VALUE! | 15% | 0 | #VALUE! | #VALUE!
| Substations for building connections - (undiversified peak) | [7 empty] | #DIV/0! | #DIV/0! | #DIV/0! | 15% | #DIV/0! | #DIV/0! | #DIV/0!
| Secondary side plant room integration | [7 empty] | 16486.8113 | 16486.8113 | 16486.8113 | 15% | 18959.833 | 18959.833 | 18959.833
| Energy centre total | [7 empty] | #DIV/0! | #VALUE! | #VALUE! |  | #DIV/0! | #VALUE! | #VALUE!
| Heat network costs | [5 empty] | Network Length, m
| Network spine costs | [5 empty] | 11.108 |  | #VALUE! | #VALUE! | #VALUE! | 20% | #VALUE! | #VALUE! | #VALUE!
| Total | [7 empty] | #DIV/0! | #VALUE! | #VALUE! |  | #DIV/0! | #VALUE! | #VALUE!
| Grant funding | [7 empty] | #DIV/0! | #VALUE! | #VALUE! |  | #DIV/0! | #VALUE! | #VALUE!
| Connection charges | [7 empty] | 0 | 0 | 0
| Total CAPEX including connection charges | [7 empty] | #DIV/0! | #VALUE! | #VALUE! |  | #DIV/0! | #VALUE! | #VALUE!
Counterfactual
|  |  |  | Phase 1 | Phase 2 | Phase 3
|  | Rate | Units
| ASHPs and balance of plant (Cumulative) | 1000 | £/kW | 0 | 0 | 0
| Gas boilers and balance of plant (Cumulative) | 80 | £/kW | 0 | 0 | 0
| Electric heater cost (Cumulative) | 245 | £/kW | 0 | 0 | 0
|  |  | Total | 0 | 0 | 0
2 | Replacement costs
| Heat network | Phase 1 | Phase 2 | Phase 3
| Annualised replacement cost | #DIV/0! | #VALUE! | #VALUE!
Counterfactual
| Annualised replacement cost | 0 | 0 | 0
3 | Substation cost
| Size, kW | Substation description | Type | Cost | Cost, £/kW
| 100 | Substation comprising 2 x 50 kW plate heat exchanges and associated equipment | Substation | 28145 | 281.45
| 200 | Substation comprising 2 x 100 kW plate heat exchanges and associated equipment | Substation | 33110 | 165.55
| 400 | Substation comprising 2 x 200 kW plate heat exchanges and associated equipment | Substation | 39765 | 99.4125
| 600 | Substation comprising 2 x 300 kW plate heat exchanges and associated equipment | Substation | 46352 | 77.2533
| 800 | Substation comprising 2 x 400 kW plate heat exchanges and associated equipment | Substation | 52882 | 66.1025
| 1000 | Substation comprising 2 x 500 kW plate heat exchanges and associated equipment | Substation | 60941 | 60.941
| 1200 | Substation comprising 2 x 600 kW plate heat exchanges and associated equipment | Substation | 66238 | 55.1983
| 1400 | Substation comprising 2 x 700 kW plate heat exchanges and associated equipment | Substation | 72438 | 51.7414
| 1600 | Substation comprising 2 x 800 kW plate heat exchanges and associated equipment | Substation | 80247 | 50.1544
Substation cost projection
| Exponential, k | -0.624
| Constant | 4547
| Max £/kW | 281.45
| Min £/kW | 50.1544
END OF SHEET

## Revenue
1 | Revenue
|  | Phase 1 (cumulative) | Phase 2 (cumulative) | Phase 3 (cumulative)
| Phase flag | 0 | 0 | 1
| Variable heat tariff revenue - industrial | 0 | 0 | 0
| Variable heat tariff revenue - residential | 1765.8297 | 1765.8297 | 1765.8297
| Variable heat tariff revenue - commercial / services | 0 | 0 | 0
| Heat connection charge / Avoided costs | #VALUE! | #VALUE! | #VALUE!
THE END OF SHEET

## Financial Analysis
1 | Financial Analysis
|  | Network year | 0 | 1 | 2 | 3 | 4 | 5 | 6 | 7 | 8 | 9 | 10 | 11 | 12 | 13 | 14 | 15 | 16 | 17 | 18 | 19 | 20 | 21 | 22 | 23 | 24 | 25 | 26 | 27 | 28 | 29 | 30 | 31 | 32 | 33 | 34 | 35 | 36 | 37 | 38 | 39 | 40 | 41 | 42 | 43 | 44 | 45 | 46 | 47 | 48 | 49 | 50 | 51 | 52 | 53 | 54 | 55 | 56 | 57 | 58 | 59 | 60
|  | Phase |  | 1 | 1 | 1 | 1 | 1 | 2 | 2 | 2 | 2 | 2 | 3 | 3 | 3 | 3 | 3 | 3 | 3 | 3 | 3 | 3 | 3 | 3 | 3 | 3 | 3 | 3 | 3 | 3 | 3 | 3 | 3 | 3 | 3 | 3 | 3 | 3 | 3 | 3 | 3 | 3 | 3 | 3 | 3 | 3 | 3 | 3 | 3 | 3 | 3 | 3 | 3 | 3 | 3 | 3 | 3 | 3 | 3 | 3 | 3 | 3
Date | time axis 2026-12-31 to 2086-12-31
Phase 1 flag | bar: 2027-12-31 to 2086-12-31
| Phase 2 flag |  |  | 0 | 0 | 0 | 0 | 0 | 1 | 1 | 1 | 1 | 1 | 1 | 1 | 1 | 1 | 1 | 1 | 1 | 1 | 1 | 1 | 1 | 1 | 1 | 1 | 1 | 1 | 1 | 1 | 1 | 1 | 1 | 1 | 1 | 1 | 1 | 1 | 1 | 1 | 1 | 1 | 1 | 1 | 1 | 1 | 1 | 1 | 1 | 1 | 1 | 1 | 1 | 1 | 1 | 1 | 1 | 1 | 1 | 1 | 1 | 1
| Phase 3 flag |  |  | 0 | 0 | 0 | 0 | 0 | 0 | 0 | 0 | 0 | 0 | 1 | 1 | 1 | 1 | 1 | 1 | 1 | 1 | 1 | 1 | 1 | 1 | 1 | 1 | 1 | 1 | 1 | 1 | 1 | 1 | 1 | 1 | 1 | 1 | 1 | 1 | 1 | 1 | 1 | 1 | 1 | 1 | 1 | 1 | 1 | 1 | 1 | 1 | 1 | 1 | 1 | 1 | 1 | 1 | 1 | 1 | 1 | 1 | 1 | 1
| Phase 1 capital costs flag |  | 1 | 0 | 0 | 0 | 0 | 0 | 0 | 0 | 0 | 0 | 0 | 0 | 0 | 0 | 0 | 0 | 0 | 0 | 0 | 0 | 0 | 0 | 0 | 0 | 0 | 0 | 0 | 0 | 0 | 0 | 0 | 0 | 0 | 0 | 0 | 0 | 0 | 0 | 0 | 0 | 0 | 0 | 0 | 0 | 0 | 0 | 0 | 0 | 0 | 0 | 0 | 0 | 0 | 0 | 0 | 0 | 0 | 0 | 0 | 0 | 0
| Phase 2 capital costs flag |  | 0 | 0 | 0 | 0 | 0 | 1 | 0 | 0 | 0 | 0 | 0 | 0 | 0 | 0 | 0 | 0 | 0 | 0 | 0 | 0 | 0 | 0 | 0 | 0 | 0 | 0 | 0 | 0 | 0 | 0 | 0 | 0 | 0 | 0 | 0 | 0 | 0 | 0 | 0 | 0 | 0 | 0 | 0 | 0 | 0 | 0 | 0 | 0 | 0 | 0 | 0 | 0 | 0 | 0 | 0 | 0 | 0 | 0 | 0 | 0 | 0
| Phase 3 capital costs flag |  | 0 | 0 | 0 | 0 | 0 | 0 | 0 | 0 | 0 | 0 | 1 | 0 | 0 | 0 | 0 | 0 | 0 | 0 | 0 | 0 | 0 | 0 | 0 | 0 | 0 | 0 | 0 | 0 | 0 | 0 | 0 | 0 | 0 | 0 | 0 | 0 | 0 | 0 | 0 | 0 | 0 | 0 | 0 | 0 | 0 | 0 | 0 | 0 | 0 | 0 | 0 | 0 | 0 | 0 | 0 | 0 | 0 | 0 | 0 | 0 | 0
ENERGY DEMANDS AND GENERATION
Heat network
| Commercial demand, kWh |  |  | 0 | 0 | 0 | 0 | 0 | 0 | 0 | 0 | 0 | 0 | 0 | 0 | 0 | 0 | 0 | 0 | 0 | 0 | 0 | 0 | 0 | 0 | 0 | 0 | 0 | 0 | 0 | 0 | 0 | 0 | 0 | 0 | 0 | 0 | 0 | 0 | 0 | 0 | 0 | 0 | 0 | 0 | 0 | 0 | 0 | 0 | 0 | 0 | 0 | 0 | 0 | 0 | 0 | 0 | 0 | 0 | 0 | 0 | 0 | 0
| Residential demand, kWh |  |  | 22072.871 | 22072.871 | 22072.871 | 22072.871 | 22072.871 | 22072.871 | 22072.871 | 22072.871 | 22072.871 | 22072.871 | 22072.871 | 22072.871 | 22072.871 | 22072.871 | 22072.871 | 22072.871 | 22072.871 | 22072.871 | 22072.871 | 22072.871 | 22072.871 | 22072.871 | 22072.871 | 22072.871 | 22072.871 | 22072.871 | 22072.871 | 22072.871 | 22072.871 | 22072.871 | 22072.871 | 22072.871 | 22072.871 | 22072.871 | 22072.871 | 22072.871 | 22072.871 | 22072.871 | 22072.871 | 22072.871 | 22072.871 | 22072.871 | 22072.871 | 22072.871 | 22072.871 | 22072.871 | 22072.871 | 22072.871 | 22072.871 | 22072.871 | 22072.871 | 22072.871 | 22072.871 | 22072.871 | 22072.871 | 22072.871 | 22072.871 | 22072.871 | 22072.871 | 22072.871
| Heat demand from network connections, kWh |  |  | 22072.871 | 22072.871 | 22072.871 | 22072.871 | 22072.871 | 22072.871 | 22072.871 | 22072.871 | 22072.871 | 22072.871 | 22072.871 | 22072.871 | 22072.871 | 22072.871 | 22072.871 | 22072.871 | 22072.871 | 22072.871 | 22072.871 | 22072.871 | 22072.871 | 22072.871 | 22072.871 | 22072.871 | 22072.871 | 22072.871 | 22072.871 | 22072.871 | 22072.871 | 22072.871 | 22072.871 | 22072.871 | 22072.871 | 22072.871 | 22072.871 | 22072.871 | 22072.871 | 22072.871 | 22072.871 | 22072.871 | 22072.871 | 22072.871 | 22072.871 | 22072.871 | 22072.871 | 22072.871 | 22072.871 | 22072.871 | 22072.871 | 22072.871 | 22072.871 | 22072.871 | 22072.871 | 22072.871 | 22072.871 | 22072.871 | 22072.871 | 22072.871 | 22072.871 | 22072.871
| Network losses, kWh |  |  | 2207.2871 | 2207.2871 | 2207.2871 | 2207.2871 | 2207.2871 | 2207.2871 | 2207.2871 | 2207.2871 | 2207.2871 | 2207.2871 | 2207.2871 | 2207.2871 | 2207.2871 | 2207.2871 | 2207.2871 | 2207.2871 | 2207.2871 | 2207.2871 | 2207.2871 | 2207.2871 | 2207.2871 | 2207.2871 | 2207.2871 | 2207.2871 | 2207.2871 | 2207.2871 | 2207.2871 | 2207.2871 | 2207.2871 | 2207.2871 | 2207.2871 | 2207.2871 | 2207.2871 | 2207.2871 | 2207.2871 | 2207.2871 | 2207.2871 | 2207.2871 | 2207.2871 | 2207.2871 | 2207.2871 | 2207.2871 | 2207.2871 | 2207.2871 | 2207.2871 | 2207.2871 | 2207.2871 | 2207.2871 | 2207.2871 | 2207.2871 | 2207.2871 | 2207.2871 | 2207.2871 | 2207.2871 | 2207.2871 | 2207.2871 | 2207.2871 | 2207.2871 | 2207.2871 | 2207.2871
| Total network heat demand, kWh |  |  | 24280.1581 | 24280.1581 | 24280.1581 | 24280.1581 | 24280.1581 | 24280.1581 | 24280.1581 | 24280.1581 | 24280.1581 | 24280.1581 | 24280.1581 | 24280.1581 | 24280.1581 | 24280.1581 | 24280.1581 | 24280.1581 | 24280.1581 | 24280.1581 | 24280.1581 | 24280.1581 | 24280.1581 | 24280.1581 | 24280.1581 | 24280.1581 | 24280.1581 | 24280.1581 | 24280.1581 | 24280.1581 | 24280.1581 | 24280.1581 | 24280.1581 | 24280.1581 | 24280.1581 | 24280.1581 | 24280.1581 | 24280.1581 | 24280.1581 | 24280.1581 | 24280.1581 | 24280.1581 | 24280.1581 | 24280.1581 | 24280.1581 | 24280.1581 | 24280.1581 | 24280.1581 | 24280.1581 | 24280.1581 | 24280.1581 | 24280.1581 | 24280.1581 | 24280.1581 | 24280.1581 | 24280.1581 | 24280.1581 | 24280.1581 | 24280.1581 | 24280.1581 | 24280.1581 | 24280.1581
| Electricity requirement for DHN, kWh |  |  | 0 | 0 | 0 | 0 | 0 | 0 | 0 | 0 | 0 | 0 | 0 | 0 | 0 | 0 | 0 | 0 | 0 | 0 | 0 | 0 | 0 | 0 | 0 | 0 | 0 | 0 | 0 | 0 | 0 | 0 | 0 | 0 | 0 | 0 | 0 | 0 | 0 | 0 | 0 | 0 | 0 | 0 | 0 | 0 | 0 | 0 | 0 | 0 | 0 | 0 | 0 | 0 | 0 | 0 | 0 | 0 | 0 | 0 | 0 | 0
| Parasitic load electricity demand, kWh |  |  | 441.4574 | 441.4574 | 441.4574 | 441.4574 | 441.4574 | 441.4574 | 441.4574 | 441.4574 | 441.4574 | 441.4574 | 441.4574 | 441.4574 | 441.4574 | 441.4574 | 441.4574 | 441.4574 | 441.4574 | 441.4574 | 441.4574 | 441.4574 | 441.4574 | 441.4574 | 441.4574 | 441.4574 | 441.4574 | 441.4574 | 441.4574 | 441.4574 | 441.4574 | 441.4574 | 441.4574 | 441.4574 | 441.4574 | 441.4574 | 441.4574 | 441.4574 | 441.4574 | 441.4574 | 441.4574 | 441.4574 | 441.4574 | 441.4574 | 441.4574 | 441.4574 | 441.4574 | 441.4574 | 441.4574 | 441.4574 | 441.4574 | 441.4574 | 441.4574 | 441.4574 | 441.4574 | 441.4574 | 441.4574 | 441.4574 | 441.4574 | 441.4574 | 441.4574 | 441.4574
| Energy centre electricity demand (parasitic load + HP + electric boilers), kWh |  |  | 441.4574 | 441.4574 | 441.4574 | 441.4574 | 441.4574 | 441.4574 | 441.4574 | 441.4574 | 441.4574 | 441.4574 | 441.4574 | 441.4574 | 441.4574 | 441.4574 | 441.4574 | 441.4574 | 441.4574 | 441.4574 | 441.4574 | 441.4574 | 441.4574 | 441.4574 | 441.4574 | 441.4574 | 441.4574 | 441.4574 | 441.4574 | 441.4574 | 441.4574 | 441.4574 | 441.4574 | 441.4574 | 441.4574 | 441.4574 | 441.4574 | 441.4574 | 441.4574 | 441.4574 | 441.4574 | 441.4574 | 441.4574 | 441.4574 | 441.4574 | 441.4574 | 441.4574 | 441.4574 | 441.4574 | 441.4574 | 441.4574 | 441.4574 | 441.4574 | 441.4574 | 441.4574 | 441.4574 | 441.4574 | 441.4574 | 441.4574 | 441.4574 | 441.4574 | 441.4574
Counterfactual solution
| Commercial demand, kWh |  |  | 0 | 0 | 0 | 0 | 0 | 0 | 0 | 0 | 0 | 0 | 0 | 0 | 0 | 0 | 0 | 0 | 0 | 0 | 0 | 0 | 0 | 0 | 0 | 0 | 0 | 0 | 0 | 0 | 0 | 0 | 0 | 0 | 0 | 0 | 0 | 0 | 0 | 0 | 0 | 0 | 0 | 0 | 0 | 0 | 0 | 0 | 0 | 0 | 0 | 0 | 0 | 0 | 0 | 0 | 0 | 0 | 0 | 0 | 0 | 0
| Residential demand, kWh |  |  | 22072.871 | 22072.871 | 22072.871 | 22072.871 | 22072.871 | 22072.871 | 22072.871 | 22072.871 | 22072.871 | 22072.871 | 22072.871 | 22072.871 | 22072.871 | 22072.871 | 22072.871 | 22072.871 | 22072.871 | 22072.871 | 22072.871 | 22072.871 | 22072.871 | 22072.871 | 22072.871 | 22072.871 | 22072.871 | 22072.871 | 22072.871 | 22072.871 | 22072.871 | 22072.871 | 22072.871 | 22072.871 | 22072.871 | 22072.871 | 22072.871 | 22072.871 | 22072.871 | 22072.871 | 22072.871 | 22072.871 | 22072.871 | 22072.871 | 22072.871 | 22072.871 | 22072.871 | 22072.871 | 22072.871 | 22072.871 | 22072.871 | 22072.871 | 22072.871 | 22072.871 | 22072.871 | 22072.871 | 22072.871 | 22072.871 | 22072.871 | 22072.871 | 22072.871 | 22072.871
| Total heat demand, kWh |  |  | 22072.871 | 22072.871 | 22072.871 | 22072.871 | 22072.871 | 22072.871 | 22072.871 | 22072.871 | 22072.871 | 22072.871 | 22072.871 | 22072.871 | 22072.871 | 22072.871 | 22072.871 | 22072.871 | 22072.871 | 22072.871 | 22072.871 | 22072.871 | 22072.871 | 22072.871 | 22072.871 | 22072.871 | 22072.871 | 22072.871 | 22072.871 | 22072.871 | 22072.871 | 22072.871 | 22072.871 | 22072.871 | 22072.871 | 22072.871 | 22072.871 | 22072.871 | 22072.871 | 22072.871 | 22072.871 | 22072.871 | 22072.871 | 22072.871 | 22072.871 | 22072.871 | 22072.871 | 22072.871 | 22072.871 | 22072.871 | 22072.871 | 22072.871 | 22072.871 | 22072.871 | 22072.871 | 22072.871 | 22072.871 | 22072.871 | 22072.871 | 22072.871 | 22072.871 | 22072.871
| Electricity requirement for commercial, kWh |  |  | 0 | 0 | 0 | 0 | 0 | 0 | 0 | 0 | 0 | 0 | 0 | 0 | 0 | 0 | 0 | 0 | 0 | 0 | 0 | 0 | 0 | 0 | 0 | 0 | 0 | 0 | 0 | 0 | 0 | 0 | 0 | 0 | 0 | 0 | 0 | 0 | 0 | 0 | 0 | 0 | 0 | 0 | 0 | 0 | 0 | 0 | 0 | 0 | 0 | 0 | 0 | 0 | 0 | 0 | 0 | 0 | 0 | 0 | 0 | 0
| Electricity requirement for residential, kWh |  |  | 11036.4355 | 11036.4355 | 11036.4355 | 11036.4355 | 11036.4355 | 11036.4355 | 11036.4355 | 11036.4355 | 11036.4355 | 11036.4355 | 11036.4355 | 11036.4355 | 11036.4355 | 11036.4355 | 11036.4355 | 11036.4355 | 11036.4355 | 11036.4355 | 11036.4355 | 11036.4355 | 11036.4355 | 11036.4355 | 11036.4355 | 11036.4355 | 11036.4355 | 11036.4355 | 11036.4355 | 11036.4355 | 11036.4355 | 11036.4355 | 11036.4355 | 11036.4355 | 11036.4355 | 11036.4355 | 11036.4355 | 11036.4355 | 11036.4355 | 11036.4355 | 11036.4355 | 11036.4355 | 11036.4355 | 11036.4355 | 11036.4355 | 11036.4355 | 11036.4355 | 11036.4355 | 11036.4355 | 11036.4355 | 11036.4355 | 11036.4355 | 11036.4355 | 11036.4355 | 11036.4355 | 11036.4355 | 11036.4355 | 11036.4355 | 11036.4355 | 11036.4355 | 11036.4355 | 11036.4355
| Gas requirement for commercial, kWh |  |  | 0 | 0 | 0 | 0 | 0 | 0 | 0 | 0 | 0 | 0 | 0 | 0 | 0 | 0 | 0 | 0 | 0 | 0 | 0 | 0 | 0 | 0 | 0 | 0 | 0 | 0 | 0 | 0 | 0 | 0 | 0 | 0 | 0 | 0 | 0 | 0 | 0 | 0 | 0 | 0 | 0 | 0 | 0 | 0 | 0 | 0 | 0 | 0 | 0 | 0 | 0 | 0 | 0 | 0 | 0 | 0 | 0 | 0 | 0 | 0
| Gas requirement for residential, kWh |  |  | 0 | 0 | 0 | 0 | 0 | 0 | 0 | 0 | 0 | 0 | 0 | 0 | 0 | 0 | 0 | 0 | 0 | 0 | 0 | 0 | 0 | 0 | 0 | 0 | 0 | 0 | 0 | 0 | 0 | 0 | 0 | 0 | 0 | 0 | 0 | 0 | 0 | 0 | 0 | 0 | 0 | 0 | 0 | 0 | 0 | 0 | 0 | 0 | 0 | 0 | 0 | 0 | 0 | 0 | 0 | 0 | 0 | 0 | 0 | 0
TARIFF INDEXATION
| BEIS price projections flag | 1
| Fixed indexation flag | 0
Indexing for natural gas
| Industrial |  |  | 108.8% | 110.5% | 112.2% | 113.8% | 115.5% | 117.1% | 118.8% | 120.5% | 122.1% | 122.1% | 122.1% | 122% | 122% | 122% | 122% | 122% | 122% | 122% | 122% | 122% | 122% | 122% | 122% | 122% | 122% | 122% | 122% | 122% | 122% | 122% | 122% | 122% | 122% | 122% | 122% | 122% | 122% | 122% | 122% | 122% | 122% | 122% | 122% | 122% | 122% | 122% | 122% | 122% | 122% | 122% | 122% | 122% | 122% | 122% | 122% | 122% | 122% | 122% | 122% | 122%
| Residential |  |  | 102.1% | 103% | 103.4% | 103.9% | 104.3% | 104.8% | 105.2% | 105.8% | 106.4% | 107.1% | 107% | 106.9% | 106.8% | 106.7% | 106.7% | 106.7% | 106.7% | 106.7% | 106.7% | 106.7% | 106.7% | 106.7% | 106.7% | 106.7% | 106.7% | 106.7% | 106.7% | 106.7% | 106.7% | 106.7% | 106.7% | 106.7% | 106.7% | 106.7% | 106.7% | 106.7% | 106.7% | 106.7% | 106.7% | 106.7% | 106.7% | 106.7% | 106.7% | 106.7% | 106.7% | 106.7% | 106.7% | 106.7% | 106.7% | 106.7% | 106.7% | 106.7% | 106.7% | 106.7% | 106.7% | 106.7% | 106.7% | 106.7% | 106.7% | 106.7%
| Commercial/services |  |  | 108.3% | 109.7% | 111.2% | 112.5% | 113.9% | 115.2% | 116.6% | 117.9% | 119.3% | 119.3% | 119.3% | 119.2% | 119.2% | 119.2% | 119.2% | 119.2% | 119.2% | 119.2% | 119.2% | 119.2% | 119.2% | 119.2% | 119.2% | 119.2% | 119.2% | 119.2% | 119.2% | 119.2% | 119.2% | 119.2% | 119.2% | 119.2% | 119.2% | 119.2% | 119.2% | 119.2% | 119.2% | 119.2% | 119.2% | 119.2% | 119.2% | 119.2% | 119.2% | 119.2% | 119.2% | 119.2% | 119.2% | 119.2% | 119.2% | 119.2% | 119.2% | 119.2% | 119.2% | 119.2% | 119.2% | 119.2% | 119.2% | 119.2% | 119.2% | 119.2%
Indexing for grid electricity
| Industrial |  |  | 100.7% | 98.23% | 97.19% | 98.03% | 95.83% | 94.9% | 93.2% | 91.47% | 90.8% | 91.03% | 91.17% | 92.45% | 92.18% | 91.56% | 91.56% | 91.56% | 91.56% | 91.56% | 91.56% | 91.56% | 91.56% | 91.56% | 91.56% | 91.56% | 91.56% | 91.56% | 91.56% | 91.56% | 91.56% | 91.56% | 91.56% | 91.56% | 91.56% | 91.56% | 91.56% | 91.56% | 91.56% | 91.56% | 91.56% | 91.56% | 91.56% | 91.56% | 91.56% | 91.56% | 91.56% | 91.56% | 91.56% | 91.56% | 91.56% | 91.56% | 91.56% | 91.56% | 91.56% | 91.56% | 91.56% | 91.56% | 91.56% | 91.56% | 91.56% | 91.56%
| Residential |  |  | 100.1% | 99.78% | 98.99% | 100.8% | 100.6% | 98.33% | 95.81% | 94.47% | 93.11% | 92.46% | 92.22% | 91.43% | 92.76% | 91.35% | 91.35% | 91.35% | 91.35% | 91.35% | 91.35% | 91.35% | 91.35% | 91.35% | 91.35% | 91.35% | 91.35% | 91.35% | 91.35% | 91.35% | 91.35% | 91.35% | 91.35% | 91.35% | 91.35% | 91.35% | 91.35% | 91.35% | 91.35% | 91.35% | 91.35% | 91.35% | 91.35% | 91.35% | 91.35% | 91.35% | 91.35% | 91.35% | 91.35% | 91.35% | 91.35% | 91.35% | 91.35% | 91.35% | 91.35% | 91.35% | 91.35% | 91.35% | 91.35% | 91.35% | 91.35% | 91.35%
| Commercial/services |  |  | 100.2% | 97.83% | 96.96% | 98.22% | 98.77% | 97.36% | 95.14% | 93.11% | 92.19% | 91.56% | 90.26% | 90.98% | 90.58% | 89.72% | 89.72% | 89.72% | 89.72% | 89.72% | 89.72% | 89.72% | 89.72% | 89.72% | 89.72% | 89.72% | 89.72% | 89.72% | 89.72% | 89.72% | 89.72% | 89.72% | 89.72% | 89.72% | 89.72% | 89.72% | 89.72% | 89.72% | 89.72% | 89.72% | 89.72% | 89.72% | 89.72% | 89.72% | 89.72% | 89.72% | 89.72% | 89.72% | 89.72% | 89.72% | 89.72% | 89.72% | 89.72% | 89.72% | 89.72% | 89.72% | 89.72% | 89.72% | 89.72% | 89.72% | 89.72% | 89.72%
DISCOUNT RATES
| Discount rate |  | 3.5% | 3.5% | 3.5% | 3.5% | 3.5% | 3.5% | 3.5% | 3.5% | 3.5% | 3.5% | 3.5% | 3.5% | 3.5% | 3.5% | 3.5% | 3.5% | 3.5% | 3.5% | 3.5% | 3.5% | 3.5% | 3.5% | 3.5% | 3.5% | 3.5% | 3.5% | 3.5% | 3.5% | 3.5% | 3.5% | 3% | 3% | 3% | 3% | 3% | 3% | 3% | 3% | 3% | 3% | 3% | 3% | 3% | 3% | 3% | 3% | 3% | 3% | 3% | 3% | 3% | 3% | 3% | 3% | 3% | 3% | 3% | 3% | 3% | 3% | 3%
| Real discount rate |  | 100% | 96.62% | 93.35% | 90.19% | 87.14% | 84.2% | 81.35% | 78.6% | 75.94% | 73.37% | 70.89% | 68.49% | 66.18% | 63.94% | 61.78% | 59.69% | 57.67% | 55.72% | 53.84% | 52.02% | 50.26% | 48.56% | 46.92% | 45.33% | 43.8% | 42.31% | 40.88% | 39.5% | 38.17% | 36.87% | 41.2% | 40% | 38.83% | 37.7% | 36.6% | 35.54% | 34.5% | 33.5% | 32.52% | 31.58% | 30.66% | 29.76% | 28.9% | 28.05% | 27.24% | 26.44% | 25.67% | 24.93% | 24.2% | 23.5% | 22.81% | 22.15% | 21.5% | 20.88% | 20.27% | 19.68% | 19.1% | 18.55% | 18.01% | 17.48% | 16.97%
OPERATIONAL EXPENDITURE
Heat network
| Import electricity costs for heat pump, electric boilers, energy centre and pumps, incl. CCL |  |  | 0 | 0 | 0 | 0 | 0 | 0 | 0 | 0 | 0 | 0 | 0 | 0 | 0 | 0 | 0 | 0 | 0 | 0 | 0 | 0 | 0 | 0 | 0 | 0 | 0 | 0 | 0 | 0 | 0 | 0 | 0 | 0 | 0 | 0 | 0 | 0 | 0 | 0 | 0 | 0 | 0 | 0 | 0 | 0 | 0 | 0 | 0 | 0 | 0 | 0 | 0 | 0 | 0 | 0 | 0 | 0 | 0 | 0 | 0 | 0
| Maintenance and service costs, electricity standing charge |  |  | 0 | 0 | 0 | 0 | 0 | 0 | 0 | 0 | 0 | 0 | 0 | 0 | 0 | 0 | 0 | 0 | 0 | 0 | 0 | 0 | 0 | 0 | 0 | 0 | 0 | 0 | 0 | 0 | 0 | 0 | 0 | 0 | 0 | 0 | 0 | 0 | 0 | 0 | 0 | 0 | 0 | 0 | 0 | 0 | 0 | 0 | 0 | 0 | 0 | 0 | 0 | 0 | 0 | 0 | 0 | 0 | 0 | 0 | 0 | 0
| Pipework system monitoring and maintenance |  |  | 145.5398 | 145.5398 | 145.5398 | 145.5398 | 145.5398 | 145.5398 | 145.5398 | 145.5398 | 145.5398 | 145.5398 | 145.5398 | 145.5398 | 145.5398 | 145.5398 | 145.5398 | 145.5398 | 145.5398 | 145.5398 | 145.5398 | 145.5398 | 145.5398 | 145.5398 | 145.5398 | 145.5398 | 145.5398 | 145.5398 | 145.5398 | 145.5398 | 145.5398 | 145.5398 | 145.5398 | 145.5398 | 145.5398 | 145.5398 | 145.5398 | 145.5398 | 145.5398 | 145.5398 | 145.5398 | 145.5398 | 145.5398 | 145.5398 | 145.5398 | 145.5398 | 145.5398 | 145.5398 | 145.5398 | 145.5398 | 145.5398 | 145.5398 | 145.5398 | 145.5398 | 145.5398 | 145.5398 | 145.5398 | 145.5398 | 145.5398 | 145.5398 | 145.5398 | 145.5398
| Staff |  |  | 3183.1925 | 3183.1925 | 3183.1925 | 3183.1925 | 3183.1925 | 3183.1925 | 3183.1925 | 3183.1925 | 3183.1925 | 3183.1925 | 3183.1925 | 3183.1925 | 3183.1925 | 3183.1925 | 3183.1925 | 3183.1925 | 3183.1925 | 3183.1925 | 3183.1925 | 3183.1925 | 3183.1925 | 3183.1925 | 3183.1925 | 3183.1925 | 3183.1925 | 3183.1925 | 3183.1925 | 3183.1925 | 3183.1925 | 3183.1925 | 3183.1925 | 3183.1925 | 3183.1925 | 3183.1925 | 3183.1925 | 3183.1925 | 3183.1925 | 3183.1925 | 3183.1925 | 3183.1925 | 3183.1925 | 3183.1925 | 3183.1925 | 3183.1925 | 3183.1925 | 3183.1925 | 3183.1925 | 3183.1925 | 3183.1925 | 3183.1925 | 3183.1925 | 3183.1925 | 3183.1925 | 3183.1925 | 3183.1925 | 3183.1925 | 3183.1925 | 3183.1925 | 3183.1925 | 3183.1925
| Insurance cost |  |  | #DIV/0! | #DIV/0! | #DIV/0! | #DIV/0! | #DIV/0! | #DIV/0! | #DIV/0! | #DIV/0! | #DIV/0! | #DIV/0! | #DIV/0! | #DIV/0! | #DIV/0! | #DIV/0! | #DIV/0! | #DIV/0! | #DIV/0! | #DIV/0! | #DIV/0! | #DIV/0! | #DIV/0! | #DIV/0! | #DIV/0! | #DIV/0! | #DIV/0! | #DIV/0! | #DIV/0! | #DIV/0! | #DIV/0! | #DIV/0! | #DIV/0! | #DIV/0! | #DIV/0! | #DIV/0! | #DIV/0! | #DIV/0! | #DIV/0! | #DIV/0! | #DIV/0! | #DIV/0! | #DIV/0! | #DIV/0! | #DIV/0! | #DIV/0! | #DIV/0! | #DIV/0! | #DIV/0! | #DIV/0! | #DIV/0! | #DIV/0! | #DIV/0! | #DIV/0! | #DIV/0! | #DIV/0! | #DIV/0! | #DIV/0! | #DIV/0! | #DIV/0! | #DIV/0! | #DIV/0!
| Total OPEX |  |  | #DIV/0! | #DIV/0! | #DIV/0! | #DIV/0! | #DIV/0! | #DIV/0! | #DIV/0! | #DIV/0! | #DIV/0! | #DIV/0! | #DIV/0! | #DIV/0! | #DIV/0! | #DIV/0! | #DIV/0! | #DIV/0! | #DIV/0! | #DIV/0! | #DIV/0! | #DIV/0! | #DIV/0! | #DIV/0! | #DIV/0! | #DIV/0! | #DIV/0! | #DIV/0! | #DIV/0! | #DIV/0! | #DIV/0! | #DIV/0! | #DIV/0! | #DIV/0! | #DIV/0! | #DIV/0! | #DIV/0! | #DIV/0! | #DIV/0! | #DIV/0! | #DIV/0! | #DIV/0! | #DIV/0! | #DIV/0! | #DIV/0! | #DIV/0! | #DIV/0! | #DIV/0! | #DIV/0! | #DIV/0! | #DIV/0! | #DIV/0! | #DIV/0! | #DIV/0! | #DIV/0! | #DIV/0! | #DIV/0! | #DIV/0! | #DIV/0! | #DIV/0! | #DIV/0! | #DIV/0!
Counterfactual
| Import electricity costs |  |  | 2759.1089 | 2759.1089 | 2759.1089 | 2759.1089 | 2759.1089 | 2759.1089 | 2759.1089 | 2759.1089 | 2759.1089 | 2759.1089 | 2759.1089 | 2759.1089 | 2759.1089 | 2759.1089 | 2759.1089 | 2759.1089 | 2759.1089 | 2759.1089 | 2759.1089 | 2759.1089 | 2759.1089 | 2759.1089 | 2759.1089 | 2759.1089 | 2759.1089 | 2759.1089 | 2759.1089 | 2759.1089 | 2759.1089 | 2759.1089 | 2759.1089 | 2759.1089 | 2759.1089 | 2759.1089 | 2759.1089 | 2759.1089 | 2759.1089 | 2759.1089 | 2759.1089 | 2759.1089 | 2759.1089 | 2759.1089 | 2759.1089 | 2759.1089 | 2759.1089 | 2759.1089 | 2759.1089 | 2759.1089 | 2759.1089 | 2759.1089 | 2759.1089 | 2759.1089 | 2759.1089 | 2759.1089 | 2759.1089 | 2759.1089 | 2759.1089 | 2759.1089 | 2759.1089 | 2759.1089
| CCL costs for electricity import |  |  | 0 | 0 | 0 | 0 | 0 | 0 | 0 | 0 | 0 | 0 | 0 | 0 | 0 | 0 | 0 | 0 | 0 | 0 | 0 | 0 | 0 | 0 | 0 | 0 | 0 | 0 | 0 | 0 | 0 | 0 | 0 | 0 | 0 | 0 | 0 | 0 | 0 | 0 | 0 | 0 | 0 | 0 | 0 | 0 | 0 | 0 | 0 | 0 | 0 | 0 | 0 | 0 | 0 | 0 | 0 | 0 | 0 | 0 | 0 | 0
| Heat pump maintenance and service costs |  |  | 0 | 0 | 0 | 0 | 0 | 0 | 0 | 0 | 0 | 0 | 0 | 0 | 0 | 0 | 0 | 0 | 0 | 0 | 0 | 0 | 0 | 0 | 0 | 0 | 0 | 0 | 0 | 0 | 0 | 0 | 0 | 0 | 0 | 0 | 0 | 0 | 0 | 0 | 0 | 0 | 0 | 0 | 0 | 0 | 0 | 0 | 0 | 0 | 0 | 0 | 0 | 0 | 0 | 0 | 0 | 0 | 0 | 0 | 0 | 0
| Total OPEX |  |  | 2759.1089 | 2759.1089 | 2759.1089 | 2759.1089 | 2759.1089 | 2759.1089 | 2759.1089 | 2759.1089 | 2759.1089 | 2759.1089 | 2759.1089 | 2759.1089 | 2759.1089 | 2759.1089 | 2759.1089 | 2759.1089 | 2759.1089 | 2759.1089 | 2759.1089 | 2759.1089 | 2759.1089 | 2759.1089 | 2759.1089 | 2759.1089 | 2759.1089 | 2759.1089 | 2759.1089 | 2759.1089 | 2759.1089 | 2759.1089 | 2759.1089 | 2759.1089 | 2759.1089 | 2759.1089 | 2759.1089 | 2759.1089 | 2759.1089 | 2759.1089 | 2759.1089 | 2759.1089 | 2759.1089 | 2759.1089 | 2759.1089 | 2759.1089 | 2759.1089 | 2759.1089 | 2759.1089 | 2759.1089 | 2759.1089 | 2759.1089 | 2759.1089 | 2759.1089 | 2759.1089 | 2759.1089 | 2759.1089 | 2759.1089 | 2759.1089 | 2759.1089 | 2759.1089 | 2759.1089
REVENUE
| Heat tariff revenue |  |  | 1768.7363 | 1727.4289 | 1712.2318 | 1734.3191 | 1744.1321 | 1719.1487 | 1680.0309 | 1644.0947 | 1627.8908 | 1616.8682 | 1593.8353 | 1606.549 | 1599.4371 | 1584.2349 | 1584.2349 | 1584.2349 | 1584.2349 | 1584.2349 | 1584.2349 | 1584.2349 | 1584.2349 | 1584.2349 | 1584.2349 | 1584.2349 | 1584.2349 | 1584.2349 | 1584.2349 | 1584.2349 | 1584.2349 | 1584.2349 | 1584.2349 | 1584.2349 | 1584.2349 | 1584.2349 | 1584.2349 | 1584.2349 | 1584.2349 | 1584.2349 | 1584.2349 | 1584.2349 | 1584.2349 | 1584.2349 | 1584.2349 | 1584.2349 | 1584.2349 | 1584.2349 | 1584.2349 | 1584.2349 | 1584.2349 | 1584.2349 | 1584.2349 | 1584.2349 | 1584.2349 | 1584.2349 | 1584.2349 | 1584.2349 | 1584.2349 | 1584.2349 | 1584.2349 | 1584.2349
| Connection charges/avoided costs |  |  | #VALUE! | #VALUE! | #VALUE! | #VALUE! | #VALUE! | #VALUE! | #VALUE! | #VALUE! | #VALUE! | #VALUE! | #VALUE! | #VALUE! | #VALUE! | #VALUE! | #VALUE! | #VALUE! | #VALUE! | #VALUE! | #VALUE! | #VALUE! | #VALUE! | #VALUE! | #VALUE! | #VALUE! | #VALUE! | #VALUE! | #VALUE! | #VALUE! | #VALUE! | #VALUE! | #VALUE! | #VALUE! | #VALUE! | #VALUE! | #VALUE! | #VALUE! | #VALUE! | #VALUE! | #VALUE! | #VALUE! | #VALUE! | #VALUE! | #VALUE! | #VALUE! | #VALUE! | #VALUE! | #VALUE! | #VALUE! | #VALUE! | #VALUE! | #VALUE! | #VALUE! | #VALUE! | #VALUE! | #VALUE! | #VALUE! | #VALUE! | #VALUE! | #VALUE! | #VALUE!
| Total revenue |  |  | #VALUE! | #VALUE! | #VALUE! | #VALUE! | #VALUE! | #VALUE! | #VALUE! | #VALUE! | #VALUE! | #VALUE! | #VALUE! | #VALUE! | #VALUE! | #VALUE! | #VALUE! | #VALUE! | #VALUE! | #VALUE! | #VALUE! | #VALUE! | #VALUE! | #VALUE! | #VALUE! | #VALUE! | #VALUE! | #VALUE! | #VALUE! | #VALUE! | #VALUE! | #VALUE! | #VALUE! | #VALUE! | #VALUE! | #VALUE! | #VALUE! | #VALUE! | #VALUE! | #VALUE! | #VALUE! | #VALUE! | #VALUE! | #VALUE! | #VALUE! | #VALUE! | #VALUE! | #VALUE! | #VALUE! | #VALUE! | #VALUE! | #VALUE! | #VALUE! | #VALUE! | #VALUE! | #VALUE! | #VALUE! | #VALUE! | #VALUE! | #VALUE! | #VALUE! | #VALUE!
| GRANT FUNDING |  | #DIV/0! | #DIV/0! | #DIV/0! | #DIV/0! | #DIV/0! | #DIV/0! | #DIV/0! | #DIV/0! | #DIV/0! | #DIV/0! | #DIV/0! | #DIV/0! | #DIV/0! | #DIV/0! | #DIV/0! | #DIV/0! | #DIV/0! | #DIV/0! | #DIV/0! | #DIV/0! | #DIV/0! | #DIV/0! | #DIV/0! | #DIV/0! | #DIV/0! | #DIV/0! | #DIV/0! | #DIV/0! | #DIV/0! | #DIV/0! | #DIV/0! | #DIV/0! | #DIV/0! | #DIV/0! | #DIV/0! | #DIV/0! | #DIV/0! | #DIV/0! | #DIV/0! | #DIV/0! | #DIV/0! | #DIV/0! | #DIV/0! | #DIV/0! | #DIV/0! | #DIV/0! | #DIV/0! | #DIV/0! | #DIV/0! | #DIV/0! | #DIV/0! | #DIV/0! | #DIV/0! | #DIV/0! | #DIV/0! | #DIV/0! | #DIV/0! | #DIV/0! | #DIV/0! | #DIV/0! | #DIV/0!
CAPITAL COSTS
Heat network
| Including connection charges |  | #DIV/0! | #DIV/0! | #DIV/0! | #DIV/0! | #DIV/0! | #DIV/0! | #DIV/0! | #DIV/0! | #DIV/0! | #DIV/0! | #DIV/0! | #DIV/0! | #DIV/0! | #DIV/0! | #DIV/0! | #DIV/0! | #DIV/0! | #DIV/0! | #DIV/0! | #DIV/0! | #DIV/0! | #DIV/0! | #DIV/0! | #DIV/0! | #DIV/0! | #DIV/0! | #DIV/0! | #DIV/0! | #DIV/0! | #DIV/0! | #DIV/0! | #DIV/0! | #DIV/0! | #DIV/0! | #DIV/0! | #DIV/0! | #DIV/0! | #DIV/0! | #DIV/0! | #DIV/0! | #DIV/0! | #DIV/0! | #DIV/0! | #DIV/0! | #DIV/0! | #DIV/0! | #DIV/0! | #DIV/0! | #DIV/0! | #DIV/0! | #DIV/0! | #DIV/0! | #DIV/0! | #DIV/0! | #DIV/0! | #DIV/0! | #DIV/0! | #DIV/0! | #DIV/0! | #DIV/0! | #DIV/0!
| Not including connection charges |  | #DIV/0! | #DIV/0! | #DIV/0! | #DIV/0! | #DIV/0! | #DIV/0! | #DIV/0! | #DIV/0! | #DIV/0! | #DIV/0! | #DIV/0! | #DIV/0! | #DIV/0! | #DIV/0! | #DIV/0! | #DIV/0! | #DIV/0! | #DIV/0! | #DIV/0! | #DIV/0! | #DIV/0! | #DIV/0! | #DIV/0! | #DIV/0! | #DIV/0! | #DIV/0! | #DIV/0! | #DIV/0! | #DIV/0! | #DIV/0! | #DIV/0! | #DIV/0! | #DIV/0! | #DIV/0! | #DIV/0! | #DIV/0! | #DIV/0! | #DIV/0! | #DIV/0! | #DIV/0! | #DIV/0! | #DIV/0! | #DIV/0! | #DIV/0! | #DIV/0! | #DIV/0! | #DIV/0! | #DIV/0! | #DIV/0! | #DIV/0! | #DIV/0! | #DIV/0! | #DIV/0! | #DIV/0! | #DIV/0! | #DIV/0! | #DIV/0! | #DIV/0! | #DIV/0! | #DIV/0! | #DIV/0!
| Counterfactual |  | 0 | 0 | 0 | 0 | 0 | 0 | 0 | 0 | 0 | 0 | 0 | 0 | 0 | 0 | 0 | 0 | 0 | 0 | 0 | 0 | 0 | 0 | 0 | 0 | 0 | 0 | 0 | 0 | 0 | 0 | 0 | 0 | 0 | 0 | 0 | 0 | 0 | 0 | 0 | 0 | 0 | 0 | 0 | 0 | 0 | 0 | 0 | 0 | 0 | 0 | 0 | 0 | 0 | 0 | 0 | 0 | 0 | 0 | 0 | 0 | 0
REPLACEMENT COSTS
| Heat network |  |  | #DIV/0! | #DIV/0! | #DIV/0! | #DIV/0! | #DIV/0! | #DIV/0! | #DIV/0! | #DIV/0! | #DIV/0! | #DIV/0! | #DIV/0! | #DIV/0! | #DIV/0! | #DIV/0! | #DIV/0! | #DIV/0! | #DIV/0! | #DIV/0! | #DIV/0! | #DIV/0! | #DIV/0! | #DIV/0! | #DIV/0! | #DIV/0! | #DIV/0! | #DIV/0! | #DIV/0! | #DIV/0! | #DIV/0! | #DIV/0! | #DIV/0! | #DIV/0! | #DIV/0! | #DIV/0! | #DIV/0! | #DIV/0! | #DIV/0! | #DIV/0! | #DIV/0! | #DIV/0! | #DIV/0! | #DIV/0! | #DIV/0! | #DIV/0! | #DIV/0! | #DIV/0! | #DIV/0! | #DIV/0! | #DIV/0! | #DIV/0! | #DIV/0! | #DIV/0! | #DIV/0! | #DIV/0! | #DIV/0! | #DIV/0! | #DIV/0! | #DIV/0! | #DIV/0! | #DIV/0!
| Counterfactual |  |  | 0 | 0 | 0 | 0 | 0 | 0 | 0 | 0 | 0 | 0 | 0 | 0 | 0 | 0 | 0 | 0 | 0 | 0 | 0 | 0 | 0 | 0 | 0 | 0 | 0 | 0 | 0 | 0 | 0 | 0 | 0 | 0 | 0 | 0 | 0 | 0 | 0 | 0 | 0 | 0 | 0 | 0 | 0 | 0 | 0 | 0 | 0 | 0 | 0 | 0 | 0 | 0 | 0 | 0 | 0 | 0 | 0 | 0 | 0 | 0
DISCOUNTED HEAT DEMAND AND COSTS
Heat network
| Discounted heat demand, kWh |  |  | 21326.4454 | 20605.2613 | 19908.465 | 19235.2319 | 18584.7651 | 17956.2948 | 17349.0771 | 16762.3933 | 16195.5491 | 15647.8735 | 15118.7184 | 14607.4574 | 14113.4854 | 13636.2178 | 13175.0896 | 12729.5552 | 12299.0871 | 11883.176 | 11481.3295 | 11093.0719 | 10717.9439 | 10355.5014 | 10005.3153 | 9666.9713 | 9340.0689 | 9024.2212 | 8719.0543 | 8424.207 | 8139.3305 | 9093.7306 | 8828.8647 | 8571.7133 | 8322.0517 | 8079.6619 | 7844.3319 | 7615.8562 | 7394.0352 | 7178.6749 | 6969.5873 | 6766.5896 | 6569.5045 | 6378.1597 | 6192.388 | 6012.0272 | 5836.9196 | 5666.9123 | 5501.8566 | 5341.6083 | 5186.0275 | 5034.9781 | 4888.3283 | 4745.9498 | 4607.7183 | 4473.5129 | 4343.2164 | 4216.7149 | 4093.898 | 3974.6582 | 3858.8915 | 3746.4966
| Discounted revenue |  |  | 1708.9239 | 1612.5734 | 1544.335 | 1511.3589 | 1468.5124 | 1398.5286 | 1320.4891 | 1248.5445 | 1194.4339 | 1146.2283 | 1091.6907 | 1063.1873 | 1022.6867 | 978.7115 | 945.615 | 913.6376 | 882.7417 | 852.8905 | 824.0488 | 796.1824 | 769.2584 | 743.2448 | 718.1109 | 693.827 | 670.3642 | 647.6949 | 625.7922 | 604.6301 | 584.1837 | 652.6838 | 633.6736 | 615.2171 | 597.2981 | 579.9011 | 563.0108 | 546.6124 | 530.6917 | 515.2346 | 500.2278 | 485.658 | 471.5127 | 457.7793 | 444.4459 | 431.5009 | 418.9329 | 406.731 | 394.8844 | 383.3829 | 372.2165 | 361.3752 | 350.8497 | 340.6308 | 330.7095 | 321.0772 | 311.7254 | 302.646 | 293.8311 | 285.2729 | 276.964 | 268.8971
| Discounted connection charges |  |  | #VALUE! | #VALUE! | #VALUE! | #VALUE! | #VALUE! | #VALUE! | #VALUE! | #VALUE! | #VALUE! | #VALUE! | #VALUE! | #VALUE! | #VALUE! | #VALUE! | #VALUE! | #VALUE! | #VALUE! | #VALUE! | #VALUE! | #VALUE! | #VALUE! | #VALUE! | #VALUE! | #VALUE! | #VALUE! | #VALUE! | #VALUE! | #VALUE! | #VALUE! | #VALUE! | #VALUE! | #VALUE! | #VALUE! | #VALUE! | #VALUE! | #VALUE! | #VALUE! | #VALUE! | #VALUE! | #VALUE! | #VALUE! | #VALUE! | #VALUE! | #VALUE! | #VALUE! | #VALUE! | #VALUE! | #VALUE! | #VALUE! | #VALUE! | #VALUE! | #VALUE! | #VALUE! | #VALUE! | #VALUE! | #VALUE! | #VALUE! | #VALUE! | #VALUE! | #VALUE!
| Discounted capital costs |  | #DIV/0! | #DIV/0! | #DIV/0! | #DIV/0! | #DIV/0! | #DIV/0! | #DIV/0! | #DIV/0! | #DIV/0! | #DIV/0! | #DIV/0! | #DIV/0! | #DIV/0! | #DIV/0! | #DIV/0! | #DIV/0! | #DIV/0! | #DIV/0! | #DIV/0! | #DIV/0! | #DIV/0! | #DIV/0! | #DIV/0! | #DIV/0! | #DIV/0! | #DIV/0! | #DIV/0! | #DIV/0! | #DIV/0! | #DIV/0! | #DIV/0! | #DIV/0! | #DIV/0! | #DIV/0! | #DIV/0! | #DIV/0! | #DIV/0! | #DIV/0! | #DIV/0! | #DIV/0! | #DIV/0! | #DIV/0! | #DIV/0! | #DIV/0! | #DIV/0! | #DIV/0! | #DIV/0! | #DIV/0! | #DIV/0! | #DIV/0! | #DIV/0! | #DIV/0! | #DIV/0! | #DIV/0! | #DIV/0! | #DIV/0! | #DIV/0! | #DIV/0! | #DIV/0! | #DIV/0! | #DIV/0!
| Discounted replacement costs |  |  | #DIV/0! | #DIV/0! | #DIV/0! | #DIV/0! | #DIV/0! | #DIV/0! | #DIV/0! | #DIV/0! | #DIV/0! | #DIV/0! | #DIV/0! | #DIV/0! | #DIV/0! | #DIV/0! | #DIV/0! | #DIV/0! | #DIV/0! | #DIV/0! | #DIV/0! | #DIV/0! | #DIV/0! | #DIV/0! | #DIV/0! | #DIV/0! | #DIV/0! | #DIV/0! | #DIV/0! | #DIV/0! | #DIV/0! | #DIV/0! | #DIV/0! | #DIV/0! | #DIV/0! | #DIV/0! | #DIV/0! | #DIV/0! | #DIV/0! | #DIV/0! | #DIV/0! | #DIV/0! | #DIV/0! | #DIV/0! | #DIV/0! | #DIV/0! | #DIV/0! | #DIV/0! | #DIV/0! | #DIV/0! | #DIV/0! | #DIV/0! | #DIV/0! | #DIV/0! | #DIV/0! | #DIV/0! | #DIV/0! | #DIV/0! | #DIV/0! | #DIV/0! | #DIV/0! | #DIV/0!
| Discounted operating costs |  |  | #DIV/0! | #DIV/0! | #DIV/0! | #DIV/0! | #DIV/0! | #DIV/0! | #DIV/0! | #DIV/0! | #DIV/0! | #DIV/0! | #DIV/0! | #DIV/0! | #DIV/0! | #DIV/0! | #DIV/0! | #DIV/0! | #DIV/0! | #DIV/0! | #DIV/0! | #DIV/0! | #DIV/0! | #DIV/0! | #DIV/0! | #DIV/0! | #DIV/0! | #DIV/0! | #DIV/0! | #DIV/0! | #DIV/0! | #DIV/0! | #DIV/0! | #DIV/0! | #DIV/0! | #DIV/0! | #DIV/0! | #DIV/0! | #DIV/0! | #DIV/0! | #DIV/0! | #DIV/0! | #DIV/0! | #DIV/0! | #DIV/0! | #DIV/0! | #DIV/0! | #DIV/0! | #DIV/0! | #DIV/0! | #DIV/0! | #DIV/0! | #DIV/0! | #DIV/0! | #DIV/0! | #DIV/0! | #DIV/0! | #DIV/0! | #DIV/0! | #DIV/0! | #DIV/0! | #DIV/0!
Counterfactual
| Discounted heat demand, kWh |  |  | 21326.4454 | 20605.2613 | 19908.465 | 19235.2319 | 18584.7651 | 17956.2948 | 17349.0771 | 16762.3933 | 16195.5491 | 15647.8735 | 15118.7184 | 14607.4574 | 14113.4854 | 13636.2178 | 13175.0896 | 12729.5552 | 12299.0871 | 11883.176 | 11481.3295 | 11093.0719 | 10717.9439 | 10355.5014 | 10005.3153 | 9666.9713 | 9340.0689 | 9024.2212 | 8719.0543 | 8424.207 | 8139.3305 | 9093.7306 | 8828.8647 | 8571.7133 | 8322.0517 | 8079.6619 | 7844.3319 | 7615.8562 | 7394.0352 | 7178.6749 | 6969.5873 | 6766.5896 | 6569.5045 | 6378.1597 | 6192.388 | 6012.0272 | 5836.9196 | 5666.9123 | 5501.8566 | 5341.6083 | 5186.0275 | 5034.9781 | 4888.3283 | 4745.9498 | 4607.7183 | 4473.5129 | 4343.2164 | 4216.7149 | 4093.898 | 3974.6582 | 3858.8915 | 3746.4966
| Discounted capital costs |  | 0 | 0 | 0 | 0 | 0 | 0 | 0 | 0 | 0 | 0 | 0 | 0 | 0 | 0 | 0 | 0 | 0 | 0 | 0 | 0 | 0 | 0 | 0 | 0 | 0 | 0 | 0 | 0 | 0 | 0 | 0 | 0 | 0 | 0 | 0 | 0 | 0 | 0 | 0 | 0 | 0 | 0 | 0 | 0 | 0 | 0 | 0 | 0 | 0 | 0 | 0 | 0 | 0 | 0 | 0 | 0 | 0 | 0 | 0 | 0 | 0
| Discounted replacement costs |  |  | 0 | 0 | 0 | 0 | 0 | 0 | 0 | 0 | 0 | 0 | 0 | 0 | 0 | 0 | 0 | 0 | 0 | 0 | 0 | 0 | 0 | 0 | 0 | 0 | 0 | 0 | 0 | 0 | 0 | 0 | 0 | 0 | 0 | 0 | 0 | 0 | 0 | 0 | 0 | 0 | 0 | 0 | 0 | 0 | 0 | 0 | 0 | 0 | 0 | 0 | 0 | 0 | 0 | 0 | 0 | 0 | 0 | 0 | 0 | 0
| Discounted operating costs |  |  | 2665.8057 | 2575.6577 | 2488.5581 | 2404.404 | 2323.0956 | 2244.5368 | 2168.6346 | 2095.2992 | 2024.4436 | 1955.9842 | 1889.8398 | 1825.9322 | 1764.1857 | 1704.5272 | 1646.8862 | 1591.1944 | 1537.3859 | 1485.397 | 1435.1662 | 1386.634 | 1339.743 | 1294.4377 | 1250.6644 | 1208.3714 | 1167.5086 | 1128.0276 | 1089.8818 | 1053.0259 | 1017.4163 | 1136.7163 | 1103.6081 | 1071.4642 | 1040.2565 | 1009.9577 | 980.5415 | 951.982 | 924.2544 | 897.3344 | 871.1984 | 845.8237 | 821.1881 | 797.27 | 774.0485 | 751.5034 | 729.615 | 708.364 | 687.7321 | 667.701 | 648.2534 | 629.3723 | 611.041 | 593.2437 | 575.9648 | 559.1891 | 542.902 | 527.0894 | 511.7372 | 496.8323 | 482.3614 | 468.3121
TOTAL COSTS
| Heat network |  | #DIV/0! | #DIV/0! | #DIV/0! | #DIV/0! | #DIV/0! | #DIV/0! | #DIV/0! | #DIV/0! | #DIV/0! | #DIV/0! | #DIV/0! | #DIV/0! | #DIV/0! | #DIV/0! | #DIV/0! | #DIV/0! | #DIV/0! | #DIV/0! | #DIV/0! | #DIV/0! | #DIV/0! | #DIV/0! | #DIV/0! | #DIV/0! | #DIV/0! | #DIV/0! | #DIV/0! | #DIV/0! | #DIV/0! | #DIV/0! | #DIV/0! | #DIV/0! | #DIV/0! | #DIV/0! | #DIV/0! | #DIV/0! | #DIV/0! | #DIV/0! | #DIV/0! | #DIV/0! | #DIV/0! | #DIV/0! | #DIV/0! | #DIV/0! | #DIV/0! | #DIV/0! | #DIV/0! | #DIV/0! | #DIV/0! | #DIV/0! | #DIV/0! | #DIV/0! | #DIV/0! | #DIV/0! | #DIV/0! | #DIV/0! | #DIV/0! | #DIV/0! | #DIV/0! | #DIV/0! | #DIV/0!
| Cumulative |  | #DIV/0! | #DIV/0! | #DIV/0! | #DIV/0! | #DIV/0! | #DIV/0! | #DIV/0! | #DIV/0! | #DIV/0! | #DIV/0! | #DIV/0! | #DIV/0! | #DIV/0! | #DIV/0! | #DIV/0! | #DIV/0! | #DIV/0! | #DIV/0! | #DIV/0! | #DIV/0! | #DIV/0! | #DIV/0! | #DIV/0! | #DIV/0! | #DIV/0! | #DIV/0! | #DIV/0! | #DIV/0! | #DIV/0! | #DIV/0! | #DIV/0! | #DIV/0! | #DIV/0! | #DIV/0! | #DIV/0! | #DIV/0! | #DIV/0! | #DIV/0! | #DIV/0! | #DIV/0! | #DIV/0! | #DIV/0! | #DIV/0! | #DIV/0! | #DIV/0! | #DIV/0! | #DIV/0! | #DIV/0! | #DIV/0! | #DIV/0! | #DIV/0! | #DIV/0! | #DIV/0! | #DIV/0! | #DIV/0! | #DIV/0! | #DIV/0! | #DIV/0! | #DIV/0! | #DIV/0! | #DIV/0!
| Counterfactual |  | 0 | 2759.1089 | 2759.1089 | 2759.1089 | 2759.1089 | 2759.1089 | 2759.1089 | 2759.1089 | 2759.1089 | 2759.1089 | 2759.1089 | 2759.1089 | 2759.1089 | 2759.1089 | 2759.1089 | 2759.1089 | 2759.1089 | 2759.1089 | 2759.1089 | 2759.1089 | 2759.1089 | 2759.1089 | 2759.1089 | 2759.1089 | 2759.1089 | 2759.1089 | 2759.1089 | 2759.1089 | 2759.1089 | 2759.1089 | 2759.1089 | 2759.1089 | 2759.1089 | 2759.1089 | 2759.1089 | 2759.1089 | 2759.1089 | 2759.1089 | 2759.1089 | 2759.1089 | 2759.1089 | 2759.1089 | 2759.1089 | 2759.1089 | 2759.1089 | 2759.1089 | 2759.1089 | 2759.1089 | 2759.1089 | 2759.1089 | 2759.1089 | 2759.1089 | 2759.1089 | 2759.1089 | 2759.1089 | 2759.1089 | 2759.1089 | 2759.1089 | 2759.1089 | 2759.1089 | 2759.1089
| Cumulative |  | 0 | 2759.1089 | 5518.2177 | 8277.3266 | 11036.4355 | 13795.5444 | 16554.6532 | 19313.7621 | 22072.871 | 24831.9799 | 27591.0887 | 30350.1976 | 33109.3065 | 35868.4154 | 38627.5242 | 41386.6331 | 44145.742 | 46904.8509 | 49663.9597 | 52423.0686 | 55182.1775 | 57941.2864 | 60700.3952 | 63459.5041 | 66218.613 | 68977.7219 | 71736.8307 | 74495.9396 | 77255.0485 | 80014.1574 | 82773.2663 | 85532.3751 | 88291.484 | 91050.5929 | 93809.7018 | 96568.8106 | 99327.9195 | 102087.0284 | 104846.1373 | 107605.2461 | 110364.355 | 113123.4639 | 115882.5728 | 118641.6816 | 121400.7905 | 124159.8994 | 126919.0083 | 129678.1171 | 132437.226 | 135196.3349 | 137955.4438 | 140714.5526 | 143473.6615 | 146232.7704 | 148991.8793 | 151750.9881 | 154510.097 | 157269.2059 | 160028.3148 | 162787.4236 | 165546.5325
NET PRESENT COSTS AND LEVELISED COST OF HEAT
| Heat network | #DIV/0! | 2026-12-31: #DIV/0!
| Levelised cost of heat, p/kWh | #DIV/0!
| Counterfactual | 58898.0057 | 2026-12-31: 39213.5681
| Levelised cost of heat - counterfactual, p/kWh | 12.5
HEAT NETWORK ECONOMIC ANALYSIS
20 YEARS
| Total capital costs |  | 2026-12-31: #DIV/0!; 2027-12-31: #DIV/0!; 2028-12-31: #DIV/0!; 2029-12-31: #DIV/0!; 2030-12-31: #DIV/0!; 2031-12-31: #DIV/0!; 2032-12-31: #DIV/0!; 2033-12-31: #DIV/0!; 2034-12-31: #DIV/0!; 2035-12-31: #DIV/0!; 2036-12-31: #DIV/0!; 2037-12-31: #DIV/0!; 2038-12-31: #DIV/0!; 2039-12-31: #DIV/0!; 2040-12-31: #DIV/0!; 2041-12-31: #DIV/0!; 2042-12-31: #DIV/0!; 2043-12-31: #DIV/0!; 2044-12-31: #DIV/0!; 2045-12-31: #DIV/0!; 2046-12-31: #DIV/0!
| Cashflow |  | 2026-12-31: #DIV/0!; 2027-12-31: #VALUE!; 2028-12-31: #VALUE!; 2029-12-31: #VALUE!; 2030-12-31: #VALUE!; 2031-12-31: #VALUE!; 2032-12-31: #VALUE!; 2033-12-31: #VALUE!; 2034-12-31: #VALUE!; 2035-12-31: #VALUE!; 2036-12-31: #VALUE!; 2037-12-31: #VALUE!; 2038-12-31: #VALUE!; 2039-12-31: #VALUE!; 2040-12-31: #VALUE!; 2041-12-31: #VALUE!; 2042-12-31: #VALUE!; 2043-12-31: #VALUE!; 2044-12-31: #VALUE!; 2045-12-31: #VALUE!; 2046-12-31: #VALUE!
| Cumulative cashflow |  | 2026-12-31: #DIV/0!; 2027-12-31: #VALUE!; 2028-12-31: #VALUE!; 2029-12-31: #VALUE!; 2030-12-31: #VALUE!; 2031-12-31: #VALUE!; 2032-12-31: #VALUE!; 2033-12-31: #VALUE!; 2034-12-31: #VALUE!; 2035-12-31: #VALUE!; 2036-12-31: #VALUE!; 2037-12-31: #VALUE!; 2038-12-31: #VALUE!; 2039-12-31: #VALUE!; 2040-12-31: #VALUE!; 2041-12-31: #VALUE!; 2042-12-31: #VALUE!; 2043-12-31: #VALUE!; 2044-12-31: #VALUE!; 2045-12-31: #VALUE!; 2046-12-31: #VALUE!
|  |  |  | #VALUE! | #VALUE! | #VALUE! | #VALUE! | #VALUE! | #VALUE! | #VALUE! | #VALUE! | #VALUE! | #VALUE! | #VALUE! | #VALUE! | #VALUE! | #VALUE! | #VALUE! | #VALUE! | #VALUE! | #VALUE! | #VALUE! | #VALUE!
| Internal rate of return (IRR) | #VALUE!
| Net present value (NPV) | #DIV/0!
| Simple payback (years) | #VALUE!
| 20 year total income | #DIV/0!
| Net Present Cost | #DIV/0!
| Levelised cost of heat, p/kWh | #DIV/0!
| Levelised tariff, p/kWh | #VALUE!
| Counterfactual Net Present Cost | 39213.5681
| Counterfactual levelised cost of heat, p/kWh | 12.5
30 YEARS
| Total capital costs |  | 2026-12-31: #DIV/0!; 2027-12-31: #DIV/0!; 2028-12-31: #DIV/0!; 2029-12-31: #DIV/0!; 2030-12-31: #DIV/0!; 2031-12-31: #DIV/0!; 2032-12-31: #DIV/0!; 2033-12-31: #DIV/0!; 2034-12-31: #DIV/0!; 2035-12-31: #DIV/0!; 2036-12-31: #DIV/0!; 2037-12-31: #DIV/0!; 2038-12-31: #DIV/0!; 2039-12-31: #DIV/0!; 2040-12-31: #DIV/0!; 2041-12-31: #DIV/0!; 2042-12-31: #DIV/0!; 2043-12-31: #DIV/0!; 2044-12-31: #DIV/0!; 2045-12-31: #DIV/0!; 2046-12-31: #DIV/0!; 2047-12-31: #DIV/0!; 2048-12-31: #DIV/0!; 2049-12-31: #DIV/0!; 2050-12-31: #DIV/0!; 2051-12-31: #DIV/0!; 2052-12-31: #DIV/0!; 2053-12-31: #DIV/0!; 2054-12-31: #DIV/0!; 2055-12-31: #DIV/0!; 2056-12-31: #DIV/0!
| Cashflow |  | 2026-12-31: #DIV/0!; 2027-12-31: #VALUE!; 2028-12-31: #VALUE!; 2029-12-31: #VALUE!; 2030-12-31: #VALUE!; 2031-12-31: #VALUE!; 2032-12-31: #VALUE!; 2033-12-31: #VALUE!; 2034-12-31: #VALUE!; 2035-12-31: #VALUE!; 2036-12-31: #VALUE!; 2037-12-31: #VALUE!; 2038-12-31: #VALUE!; 2039-12-31: #VALUE!; 2040-12-31: #VALUE!; 2041-12-31: #VALUE!; 2042-12-31: #VALUE!; 2043-12-31: #VALUE!; 2044-12-31: #VALUE!; 2045-12-31: #VALUE!; 2046-12-31: #VALUE!; 2047-12-31: #VALUE!; 2048-12-31: #VALUE!; 2049-12-31: #VALUE!; 2050-12-31: #VALUE!; 2051-12-31: #VALUE!; 2052-12-31: #VALUE!; 2053-12-31: #VALUE!; 2054-12-31: #VALUE!; 2055-12-31: #VALUE!; 2056-12-31: #VALUE!
| Cumulative cashflow |  | 2026-12-31: #DIV/0!; 2027-12-31: #VALUE!; 2028-12-31: #VALUE!; 2029-12-31: #VALUE!; 2030-12-31: #VALUE!; 2031-12-31: #VALUE!; 2032-12-31: #VALUE!; 2033-12-31: #VALUE!; 2034-12-31: #VALUE!; 2035-12-31: #VALUE!; 2036-12-31: #VALUE!; 2037-12-31: #VALUE!; 2038-12-31: #VALUE!; 2039-12-31: #VALUE!; 2040-12-31: #VALUE!; 2041-12-31: #VALUE!; 2042-12-31: #VALUE!; 2043-12-31: #VALUE!; 2044-12-31: #VALUE!; 2045-12-31: #VALUE!; 2046-12-31: #VALUE!; 2047-12-31: #VALUE!; 2048-12-31: #VALUE!; 2049-12-31: #VALUE!; 2050-12-31: #VALUE!; 2051-12-31: #VALUE!; 2052-12-31: #VALUE!; 2053-12-31: #VALUE!; 2054-12-31: #VALUE!; 2055-12-31: #VALUE!; 2056-12-31: #VALUE!
|  |  |  | #VALUE! | #VALUE! | #VALUE! | #VALUE! | #VALUE! | #VALUE! | #VALUE! | #VALUE! | #VALUE! | #VALUE! | #VALUE! | #VALUE! | #VALUE! | #VALUE! | #VALUE! | #VALUE! | #VALUE! | #VALUE! | #VALUE! | #VALUE! | #VALUE! | #VALUE! | #VALUE! | #VALUE! | #VALUE! | #VALUE! | #VALUE! | #VALUE! | #VALUE! | #VALUE!
| Internal rate of return (IRR) | #VALUE!
| Net present value (NPV) | #DIV/0!
| Simple payback (years) | #VALUE!
| 30 year total income | #DIV/0!
| Net Present Cost | #DIV/0!
| Levelised cost of heat, p/kWh | #DIV/0!
| Levelised tariff, p/kWh | #VALUE!
| Counterfactual Net Present Cost | 50899.3611
| Counterfactual levelised cost of heat, p/kWh | 12.5
40 YEARS
| Total capital costs |  | #DIV/0! | #DIV/0! | #DIV/0! | #DIV/0! | #DIV/0! | #DIV/0! | #DIV/0! | #DIV/0! | #DIV/0! | #DIV/0! | #DIV/0! | #DIV/0! | #DIV/0! | #DIV/0! | #DIV/0! | #DIV/0! | #DIV/0! | #DIV/0! | #DIV/0! | #DIV/0! | #DIV/0! | #DIV/0! | #DIV/0! | #DIV/0! | #DIV/0! | #DIV/0! | #DIV/0! | #DIV/0! | #DIV/0! | #DIV/0! | #DIV/0! | #DIV/0! | #DIV/0! | #DIV/0! | #DIV/0! | #DIV/0! | #DIV/0! | #DIV/0! | #DIV/0! | #DIV/0! | #DIV/0!
| Cashflow |  | #DIV/0! | #VALUE! | #VALUE! | #VALUE! | #VALUE! | #VALUE! | #VALUE! | #VALUE! | #VALUE! | #VALUE! | #VALUE! | #VALUE! | #VALUE! | #VALUE! | #VALUE! | #VALUE! | #VALUE! | #VALUE! | #VALUE! | #VALUE! | #VALUE! | #VALUE! | #VALUE! | #VALUE! | #VALUE! | #VALUE! | #VALUE! | #VALUE! | #VALUE! | #VALUE! | #VALUE! | #VALUE! | #VALUE! | #VALUE! | #VALUE! | #VALUE! | #VALUE! | #VALUE! | #VALUE! | #VALUE! | #VALUE!
| Cumulative cashflow |  | #DIV/0! | #VALUE! | #VALUE! | #VALUE! | #VALUE! | #VALUE! | #VALUE! | #VALUE! | #VALUE! | #VALUE! | #VALUE! | #VALUE! | #VALUE! | #VALUE! | #VALUE! | #VALUE! | #VALUE! | #VALUE! | #VALUE! | #VALUE! | #VALUE! | #VALUE! | #VALUE! | #VALUE! | #VALUE! | #VALUE! | #VALUE! | #VALUE! | #VALUE! | #VALUE! | #VALUE! | #VALUE! | #VALUE! | #VALUE! | #VALUE! | #VALUE! | #VALUE! | #VALUE! | #VALUE! | #VALUE! | #VALUE!
|  |  |  | #VALUE! | #VALUE! | #VALUE! | #VALUE! | #VALUE! | #VALUE! | #VALUE! | #VALUE! | #VALUE! | #VALUE! | #VALUE! | #VALUE! | #VALUE! | #VALUE! | #VALUE! | #VALUE! | #VALUE! | #VALUE! | #VALUE! | #VALUE! | #VALUE! | #VALUE! | #VALUE! | #VALUE! | #VALUE! | #VALUE! | #VALUE! | #VALUE! | #VALUE! | #VALUE! | #VALUE! | #VALUE! | #VALUE! | #VALUE! | #VALUE! | #VALUE! | #VALUE! | #VALUE! | #VALUE! | #VALUE!
| Internal rate of return (IRR) | #VALUE!
| Net present value (NPV) | #DIV/0!
| Simple payback (years) | #VALUE!
| 40 year total income | #DIV/0!
| Net Present Cost | #DIV/0!
| Levelised cost of heat, p/kWh | #DIV/0!
| Levelised tariff, p/kWh | #VALUE!
| Counterfactual Net Present Cost | 50899.3611
| Counterfactual levelised cost of heat, p/kWh | 10.4998
Data for cashflow graph
| Network year |  | 0 | 1 | 2 | 3 | 4 | 5 | 6 | 7 | 8 | 9 | 10 | 11 | 12 | 13 | 14 | 15 | 16 | 17 | 18 | 19 | 20 | 21 | 22 | 23 | 24 | 25 | 26 | 27 | 28 | 29 | 30 | 31 | 32 | 33 | 34 | 35 | 36 | 37 | 38 | 39 | 40
| Capital costs |  | #DIV/0! | #DIV/0! | #DIV/0! | #DIV/0! | #DIV/0! | #DIV/0! | #DIV/0! | #DIV/0! | #DIV/0! | #DIV/0! | #DIV/0! | #DIV/0! | #DIV/0! | #DIV/0! | #DIV/0! | #DIV/0! | #DIV/0! | #DIV/0! | #DIV/0! | #DIV/0! | #DIV/0! | #DIV/0! | #DIV/0! | #DIV/0! | #DIV/0! | #DIV/0! | #DIV/0! | #DIV/0! | #DIV/0! | #DIV/0! | #DIV/0! | #DIV/0! | #DIV/0! | #DIV/0! | #DIV/0! | #DIV/0! | #DIV/0! | #DIV/0! | #DIV/0! | #DIV/0! | #DIV/0!
| Cashflow |  | #DIV/0! | #VALUE! | #VALUE! | #VALUE! | #VALUE! | #VALUE! | #VALUE! | #VALUE! | #VALUE! | #VALUE! | #VALUE! | #VALUE! | #VALUE! | #VALUE! | #VALUE! | #VALUE! | #VALUE! | #VALUE! | #VALUE! | #VALUE! | #VALUE! | #VALUE! | #VALUE! | #VALUE! | #VALUE! | #VALUE! | #VALUE! | #VALUE! | #VALUE! | #VALUE! | #VALUE! | #VALUE! | #VALUE! | #VALUE! | #VALUE! | #VALUE! | #VALUE! | #VALUE! | #VALUE! | #VALUE! | #VALUE!
| Cumulative cashflow |  | #DIV/0! | #VALUE! | #VALUE! | #VALUE! | #VALUE! | #VALUE! | #VALUE! | #VALUE! | #VALUE! | #VALUE! | #VALUE! | #VALUE! | #VALUE! | #VALUE! | #VALUE! | #VALUE! | #VALUE! | #VALUE! | #VALUE! | #VALUE! | #VALUE! | #VALUE! | #VALUE! | #VALUE! | #VALUE! | #VALUE! | #VALUE! | #VALUE! | #VALUE! | #VALUE! | #VALUE! | #VALUE! | #VALUE! | #VALUE! | #VALUE! | #VALUE! | #VALUE! | #VALUE! | #VALUE! | #VALUE! | #VALUE!
| Operational expenditure |  | #DIV/0! | #DIV/0! | #DIV/0! | #DIV/0! | #DIV/0! | #DIV/0! | #DIV/0! | #DIV/0! | #DIV/0! | #DIV/0! | #DIV/0! | #DIV/0! | #DIV/0! | #DIV/0! | #DIV/0! | #DIV/0! | #DIV/0! | #DIV/0! | #DIV/0! | #DIV/0! | #DIV/0! | #DIV/0! | #DIV/0! | #DIV/0! | #DIV/0! | #DIV/0! | #DIV/0! | #DIV/0! | #DIV/0! | #DIV/0! | #DIV/0! | #DIV/0! | #DIV/0! | #DIV/0! | #DIV/0! | #DIV/0! | #DIV/0! | #DIV/0! | #DIV/0! | #DIV/0! | #DIV/0!
CAPEX
| OPEX |  | #DIV/0! | #DIV/0! | #DIV/0! | #DIV/0! | #DIV/0! | #DIV/0! | #DIV/0! | #DIV/0! | #DIV/0! | #DIV/0! | #DIV/0! | #DIV/0! | #DIV/0! | #DIV/0! | #DIV/0! | #DIV/0! | #DIV/0! | #DIV/0! | #DIV/0! | #DIV/0! | #DIV/0! | #DIV/0! | #DIV/0! | #DIV/0! | #DIV/0! | #DIV/0! | #DIV/0! | #DIV/0! | #DIV/0! | #DIV/0! | #DIV/0! | #DIV/0! | #DIV/0! | #DIV/0! | #DIV/0! | #DIV/0! | #DIV/0! | #DIV/0! | #DIV/0! | #DIV/0! | #DIV/0!
REPEX
THE END OF SHEET

## CO2e
| Phase |  | 1 | 1 | 1 | 1 | 1 | 2 | 2 | 2 | 2 | 2 | 3 | 3 | 3 | 3 | 3 | 3 | 3 | 3 | 3 | 3 | 3 | 3 | 3 | 3 | 3 | 3 | 3 | 3 | 3 | 3 | 3 | 3 | 3 | 3 | 3 | 3 | 3 | 3 | 3 | 3 | 3 | 3 | 3 | 3 | 3 | 3 | 3 | 3 | 3 | 3 | 3 | 3 | 3 | 3 | 3 | 3 | 3 | 3 | 3 | 3
| Phase 1 flag |  | 1 | 1 | 1 | 1 | 1 | 1 | 1 | 1 | 1 | 1 | 1 | 1 | 1 | 1 | 1 | 1 | 1 | 1 | 1 | 1 | 1 | 1 | 1 | 1 | 1 | 1 | 1 | 1 | 1 | 1 | 1 | 1 | 1 | 1 | 1 | 1 | 1 | 1 | 1 | 1 | 1 | 1 | 1 | 1 | 1 | 1 | 1 | 1 | 1 | 1 | 1 | 1 | 1 | 1 | 1 | 1 | 1 | 1 | 1 | 1
| Phase 2 flag |  | 0 | 0 | 0 | 0 | 0 | 1 | 1 | 1 | 1 | 1 | 1 | 1 | 1 | 1 | 1 | 1 | 1 | 1 | 1 | 1 | 1 | 1 | 1 | 1 | 1 | 1 | 1 | 1 | 1 | 1 | 1 | 1 | 1 | 1 | 1 | 1 | 1 | 1 | 1 | 1 | 1 | 1 | 1 | 1 | 1 | 1 | 1 | 1 | 1 | 1 | 1 | 1 | 1 | 1 | 1 | 1 | 1 | 1 | 1 | 1
| Phase 3 flag |  | 0 | 0 | 0 | 0 | 0 | 0 | 0 | 0 | 0 | 0 | 1 | 1 | 1 | 1 | 1 | 1 | 1 | 1 | 1 | 1 | 1 | 1 | 1 | 1 | 1 | 1 | 1 | 1 | 1 | 1 | 1 | 1 | 1 | 1 | 1 | 1 | 1 | 1 | 1 | 1 | 1 | 1 | 1 | 1 | 1 | 1 | 1 | 1 | 1 | 1 | 1 | 1 | 1 | 1 | 1 | 1 | 1 | 1 | 1 | 1
1 | CO2e Emissions
| Natural gas CO2e emissions factor, kgCO2e/kWh | 0.18387
| Average efficiency for gas boilers | 85%
| Commercial ASHP CoP | 2.4
| Residential ASHP CoP | 2
| Average efficiency for electric heating | 100%
| Reference year for emissions | 2022 | 2023 | 2024 | 2025 | 2026 | 2027 | 2028 | 2029 | 2030 | 2031 | 2032 | 2033 | 2034 | 2035 | 2036 | 2037 | 2038 | 2039 | 2040 | 2041 | 2042 | 2043 | 2044 | 2045 | 2046 | 2047 | 2048 | 2049 | 2050 | 2051 | 2052 | 2053 | 2054 | 2055 | 2056 | 2057 | 2058 | 2059 | 2060 | 2061 | 2062 | 2063 | 2064 | 2065 | 2066 | 2067 | 2068 | 2069 | 2070 | 2071 | 2072 | 2073 | 2074 | 2075 | 2076 | 2077 | 2078 | 2079 | 2080 | 2081 | 2082 | 2083 | 2084 | 2085 | 2086
| Electricity grid emissions intensity - LCP marginal figures, gCO2e/kWh | 401.9393 | 382.7577 | 381.0785 | 381.1802 | 382.0072 | 367.904 | 359.1595 | 333.8446 | 311.8988 | 316.088 | 292.9591 | 279.5036 | 260.008 | 248.252 | 263.7996 | 249.9631 | 248.8785 | 249.4839 | 243.4076 | 239.2607 | 248.9758 | 246.897 | 228.6908 | 228.6908 | 228.6908 | 228.6908 | 228.6908 | 228.6908 | 228.6908 | 228.6908 | 228.6908 | 228.6908 | 228.6908 | 228.6908 | 228.6908 | 228.6908 | 228.6908 | 228.6908 | 228.6908 | 228.6908 | 228.6908 | 228.6908 | 228.6908 | 228.6908 | 228.6908 | 228.6908 | 228.6908 | 228.6908 | 228.6908 | 228.6908 | 228.6908 | 228.6908 | 228.6908 | 228.6908 | 228.6908 | 228.6908 | 228.6908 | 228.6908 | 228.6908 | 228.6908 | 228.6908 | 228.6908 | 228.6908 | 228.6908 | 228.6908
| Electricity grid emissions intensity - long run marginal figures (commercial), gCO2e/kWh | 264.3974 | 250.3832 | 235.5735 | 219.9232 | 203.3847 | 185.9074 | 167.438 | 147.9204 | 127.295 | 102.9953 | 83.3342 | 67.4263 | 54.5551 | 44.141 | 35.7148 | 28.8971 | 23.3808 | 18.9176 | 15.3064 | 12.7064 | 12.0586 | 11.8124 | 11.1024 | 9.4285 | 8.5603 | 7.893 | 7.4913 | 6.9709 | 6.8512 | 6.8512 | 6.8512 | 6.8512 | 6.8512 | 6.8512 | 6.8512 | 6.8512 | 6.8512 | 6.8512 | 6.8512 | 6.8512 | 6.8512 | 6.8512 | 6.8512 | 6.8512 | 6.8512 | 6.8512 | 6.8512 | 6.8512 | 6.8512 | 6.8512 | 6.8512 | 6.8512 | 6.8512 | 6.8512 | 6.8512 | 6.8512 | 6.8512 | 6.8512 | 6.8512 | 6.8512 | 6.8512 | 6.8512 | 6.8512 | 6.8512 | 6.8512
| Electricity grid emissions intensity - long run marginal figures (domestic), gCO2e/kWh | 269.3155 | 255.0406 | 239.9554 | 224.0141 | 207.1678 | 189.3654 | 170.5526 | 150.6719 | 129.6628 | 104.9111 | 84.8843 | 68.6805 | 55.5699 | 44.962 | 36.3791 | 29.4346 | 23.8158 | 19.2695 | 15.5911 | 12.9428 | 12.2829 | 12.0321 | 11.309 | 9.6039 | 8.7196 | 8.0398 | 7.6306 | 7.1006 | 6.9787 | 6.9787 | 6.9787 | 6.9787 | 6.9787 | 6.9787 | 6.9787 | 6.9787 | 6.9787 | 6.9787 | 6.9787 | 6.9787 | 6.9787 | 6.9787 | 6.9787 | 6.9787 | 6.9787 | 6.9787 | 6.9787 | 6.9787 | 6.9787 | 6.9787 | 6.9787 | 6.9787 | 6.9787 | 6.9787 | 6.9787 | 6.9787 | 6.9787 | 6.9787 | 6.9787 | 6.9787 | 6.9787 | 6.9787 | 6.9787 | 6.9787 | 6.9787
| Network year | 0 | 1 | 2 | 3 | 4 | 5 | 6 | 7 | 8 | 9 | 10 | 11 | 12 | 13 | 14 | 15 | 16 | 17 | 18 | 19 | 20 | 21 | 22 | 23 | 24 | 25 | 26 | 27 | 28 | 29 | 30 | 31 | 32 | 33 | 34 | 35 | 36 | 37 | 38 | 39 | 40 | 41 | 42 | 43 | 44 | 45 | 46 | 47 | 48 | 49 | 50 | 51 | 52 | 53 | 54 | 55 | 56 | 57 | 58 | 59 | 60
| Year | 2026 | 2027 | 2028 | 2029 | 2030 | 2031 | 2032 | 2033 | 2034 | 2035 | 2036 | 2037 | 2038 | 2039 | 2040 | 2041 | 2042 | 2043 | 2044 | 2045 | 2046 | 2047 | 2048 | 2049 | 2050 | 2051 | 2052 | 2053 | 2054 | 2055 | 2056 | 2057 | 2058 | 2059 | 2060 | 2061 | 2062 | 2063 | 2064 | 2065 | 2066 | 2067 | 2068 | 2069 | 2070 | 2071 | 2072 | 2073 | 2074 | 2075 | 2076 | 2077 | 2078 | 2079 | 2080 | 2081 | 2082 | 2083 | 2084 | 2085 | 2086
| Electricity grid emissions intensity for generated electricity, kgCO2e/kWh | 0.38201 | 0.3679 | 0.35916 | 0.33384 | 0.3119 | 0.31609 | 0.29296 | 0.2795 | 0.26001 | 0.24825 | 0.2638 | 0.24996 | 0.24888 | 0.24948 | 0.24341 | 0.23926 | 0.24898 | 0.2469 | 0.22869 | 0.22869 | 0.22869 | 0.22869 | 0.22869 | 0.22869 | 0.22869 | 0.22869 | 0.22869 | 0.22869 | 0.22869 | 0.22869 | 0.22869 | 0.22869 | 0.22869 | 0.22869 | 0.22869 | 0.22869 | 0.22869 | 0.22869 | 0.22869 | 0.22869 | 0.22869 | 0.22869 | 0.22869 | 0.22869 | 0.22869 | 0.22869 | 0.22869 | 0.22869 | 0.22869 | 0.22869 | 0.22869 | 0.22869 | 0.22869 | 0.22869 | 0.22869 | 0.22869 | 0.22869 | 0.22869 | 0.22869 | 0.22869 | 0.22869
| Electricity grid emissions intensity for imported electricity (commercial), kgCO2e/kWh | 0.20338 | 0.18591 | 0.16744 | 0.14792 | 0.12729 | 0.103 | 0.083334 | 0.067426 | 0.054555 | 0.044141 | 0.035715 | 0.028897 | 0.023381 | 0.018918 | 0.015306 | 0.012706 | 0.012059 | 0.011812 | 0.011102 | 0.0094285 | 0.0085603 | 0.007893 | 0.0074913 | 0.0069709 | 0.0068512 | 0.0068512 | 0.0068512 | 0.0068512 | 0.0068512 | 0.0068512 | 0.0068512 | 0.0068512 | 0.0068512 | 0.0068512 | 0.0068512 | 0.0068512 | 0.0068512 | 0.0068512 | 0.0068512 | 0.0068512 | 0.0068512 | 0.0068512 | 0.0068512 | 0.0068512 | 0.0068512 | 0.0068512 | 0.0068512 | 0.0068512 | 0.0068512 | 0.0068512 | 0.0068512 | 0.0068512 | 0.0068512 | 0.0068512 | 0.0068512 | 0.0068512 | 0.0068512 | 0.0068512 | 0.0068512 | 0.0068512 | 0.0068512
| Electricity grid emissions intensity for imported electricity (residential), kgCO2e/kWh | 0.20717 | 0.18937 | 0.17055 | 0.15067 | 0.12966 | 0.10491 | 0.084884 | 0.068681 | 0.05557 | 0.044962 | 0.036379 | 0.029435 | 0.023816 | 0.019269 | 0.015591 | 0.012943 | 0.012283 | 0.012032 | 0.011309 | 0.0096039 | 0.0087196 | 0.0080398 | 0.0076306 | 0.0071006 | 0.0069787 | 0.0069787 | 0.0069787 | 0.0069787 | 0.0069787 | 0.0069787 | 0.0069787 | 0.0069787 | 0.0069787 | 0.0069787 | 0.0069787 | 0.0069787 | 0.0069787 | 0.0069787 | 0.0069787 | 0.0069787 | 0.0069787 | 0.0069787 | 0.0069787 | 0.0069787 | 0.0069787 | 0.0069787 | 0.0069787 | 0.0069787 | 0.0069787 | 0.0069787 | 0.0069787 | 0.0069787 | 0.0069787 | 0.0069787 | 0.0069787 | 0.0069787 | 0.0069787 | 0.0069787 | 0.0069787 | 0.0069787 | 0.0069787
Heat network
| Displaced emissions from BAU gas boilers - commercial and industrial, tCO2e |  | 0 | 0 | 0 | 0 | 0 | 0 | 0 | 0 | 0 | 0 | 0 | 0 | 0 | 0 | 0 | 0 | 0 | 0 | 0 | 0 | 0 | 0 | 0 | 0 | 0 | 0 | 0 | 0 | 0 | 0 | 0 | 0 | 0 | 0 | 0 | 0 | 0 | 0 | 0 | 0 | 0 | 0 | 0 | 0 | 0 | 0 | 0 | 0 | 0 | 0 | 0 | 0 | 0 | 0 | 0 | 0 | 0 | 0 | 0 | 0
| Displaced emissions from BAU individual ASHPs - commercial and industrial, tCO2e |  | 0 | 0 | 0 | 0 | 0 | 0 | 0 | 0 | 0 | 0 | 0 | 0 | 0 | 0 | 0 | 0 | 0 | 0 | 0 | 0 | 0 | 0 | 0 | 0 | 0 | 0 | 0 | 0 | 0 | 0 | 0 | 0 | 0 | 0 | 0 | 0 | 0 | 0 | 0 | 0 | 0 | 0 | 0 | 0 | 0 | 0 | 0 | 0 | 0 | 0 | 0 | 0 | 0 | 0 | 0 | 0 | 0 | 0 | 0 | 0
| Displaced emissions from BAU electric heating - commercial and industrial, tCO2e |  | 0 | 0 | 0 | 0 | 0 | 0 | 0 | 0 | 0 | 0 | 0 | 0 | 0 | 0 | 0 | 0 | 0 | 0 | 0 | 0 | 0 | 0 | 0 | 0 | 0 | 0 | 0 | 0 | 0 | 0 | 0 | 0 | 0 | 0 | 0 | 0 | 0 | 0 | 0 | 0 | 0 | 0 | 0 | 0 | 0 | 0 | 0 | 0 | 0 | 0 | 0 | 0 | 0 | 0 | 0 | 0 | 0 | 0 | 0 | 0
| Displaced emissions from BAU gas boilers - residential, tCO2e |  | 4.7748 | 4.7748 | 4.7748 | 4.7748 | 4.7748 | 4.7748 | 4.7748 | 4.7748 | 4.7748 | 4.7748 | 4.7748 | 4.7748 | 4.7748 | 4.7748 | 4.7748 | 4.7748 | 4.7748 | 4.7748 | 4.7748 | 4.7748 | 4.7748 | 4.7748 | 4.7748 | 4.7748 | 4.7748 | 4.7748 | 4.7748 | 4.7748 | 4.7748 | 4.7748 | 4.7748 | 4.7748 | 4.7748 | 4.7748 | 4.7748 | 4.7748 | 4.7748 | 4.7748 | 4.7748 | 4.7748 | 4.7748 | 4.7748 | 4.7748 | 4.7748 | 4.7748 | 4.7748 | 4.7748 | 4.7748 | 4.7748 | 4.7748 | 4.7748 | 4.7748 | 4.7748 | 4.7748 | 4.7748 | 4.7748 | 4.7748 | 4.7748 | 4.7748 | 4.7748
| Displaced emissions from BAU individual ASHPs - residential, tCO2e |  | 2.0899 | 1.8823 | 1.6629 | 1.431 | 1.1578 | 0.93682 | 0.75799 | 0.61329 | 0.49622 | 0.4015 | 0.32485 | 0.26284 | 0.21267 | 0.17207 | 0.14284 | 0.13556 | 0.13279 | 0.12481 | 0.10599 | 0.096233 | 0.088731 | 0.084215 | 0.078365 | 0.07702 | 0.07702 | 0.07702 | 0.07702 | 0.07702 | 0.07702 | 0.07702 | 0.07702 | 0.07702 | 0.07702 | 0.07702 | 0.07702 | 0.07702 | 0.07702 | 0.07702 | 0.07702 | 0.07702 | 0.07702 | 0.07702 | 0.07702 | 0.07702 | 0.07702 | 0.07702 | 0.07702 | 0.07702 | 0.07702 | 0.07702 | 0.07702 | 0.07702 | 0.07702 | 0.07702 | 0.07702 | 0.07702 | 0.07702 | 0.07702 | 0.07702 | 0.07702
| Displaced emissions from BAU electric heating - residential, tCO2e |  | 4.1798 | 3.7646 | 3.3258 | 2.862 | 2.3157 | 1.8736 | 1.516 | 1.2266 | 0.99244 | 0.80299 | 0.64971 | 0.52568 | 0.42533 | 0.34414 | 0.28568 | 0.27112 | 0.26558 | 0.24962 | 0.21199 | 0.19247 | 0.17746 | 0.16843 | 0.15673 | 0.15404 | 0.15404 | 0.15404 | 0.15404 | 0.15404 | 0.15404 | 0.15404 | 0.15404 | 0.15404 | 0.15404 | 0.15404 | 0.15404 | 0.15404 | 0.15404 | 0.15404 | 0.15404 | 0.15404 | 0.15404 | 0.15404 | 0.15404 | 0.15404 | 0.15404 | 0.15404 | 0.15404 | 0.15404 | 0.15404 | 0.15404 | 0.15404 | 0.15404 | 0.15404 | 0.15404 | 0.15404 | 0.15404 | 0.15404 | 0.15404 | 0.15404 | 0.15404
| Emissions from electricity for heat pump, parasitic load and electric boilers, tCO2e |  | 0.08207 | 0.073917 | 0.065301 | 0.056195 | 0.045468 | 0.036789 | 0.029766 | 0.024084 | 0.019486 | 0.015767 | 0.012757 | 0.010322 | 0.0083513 | 0.0067571 | 0.0056093 | 0.0053233 | 0.0052147 | 0.0049013 | 0.0041623 | 0.003779 | 0.0034844 | 0.0033071 | 0.0030774 | 0.0030245 | 0.0030245 | 0.0030245 | 0.0030245 | 0.0030245 | 0.0030245 | 0.0030245 | 0.0030245 | 0.0030245 | 0.0030245 | 0.0030245 | 0.0030245 | 0.0030245 | 0.0030245 | 0.0030245 | 0.0030245 | 0.0030245 | 0.0030245 | 0.0030245 | 0.0030245 | 0.0030245 | 0.0030245 | 0.0030245 | 0.0030245 | 0.0030245 | 0.0030245 | 0.0030245 | 0.0030245 | 0.0030245 | 0.0030245 | 0.0030245 | 0.0030245 | 0.0030245 | 0.0030245 | 0.0030245 | 0.0030245 | 0.0030245
| Annual gas boiler CO2e emissions, tCO2e |  | 4.7748 | 4.7748 | 4.7748 | 4.7748 | 4.7748 | 4.7748 | 4.7748 | 4.7748 | 4.7748 | 4.7748 | 4.7748 | 4.7748 | 4.7748 | 4.7748 | 4.7748 | 4.7748 | 4.7748 | 4.7748 | 4.7748 | 4.7748 | 4.7748 | 4.7748 | 4.7748 | 4.7748 | 4.7748 | 4.7748 | 4.7748 | 4.7748 | 4.7748 | 4.7748 | 4.7748 | 4.7748 | 4.7748 | 4.7748 | 4.7748 | 4.7748 | 4.7748 | 4.7748 | 4.7748 | 4.7748 | 4.7748 | 4.7748 | 4.7748 | 4.7748 | 4.7748 | 4.7748 | 4.7748 | 4.7748 | 4.7748 | 4.7748 | 4.7748 | 4.7748 | 4.7748 | 4.7748 | 4.7748 | 4.7748 | 4.7748 | 4.7748 | 4.7748 | 4.7748
| Annual network CO2e emissions, tCO2e |  | 0.08207 | 0.073917 | 0.065301 | 0.056195 | 0.045468 | 0.036789 | 0.029766 | 0.024084 | 0.019486 | 0.015767 | 0.012757 | 0.010322 | 0.0083513 | 0.0067571 | 0.0056093 | 0.0053233 | 0.0052147 | 0.0049013 | 0.0041623 | 0.003779 | 0.0034844 | 0.0033071 | 0.0030774 | 0.0030245 | 0.0030245 | 0.0030245 | 0.0030245 | 0.0030245 | 0.0030245 | 0.0030245 | 0.0030245 | 0.0030245 | 0.0030245 | 0.0030245 | 0.0030245 | 0.0030245 | 0.0030245 | 0.0030245 | 0.0030245 | 0.0030245 | 0.0030245 | 0.0030245 | 0.0030245 | 0.0030245 | 0.0030245 | 0.0030245 | 0.0030245 | 0.0030245 | 0.0030245 | 0.0030245 | 0.0030245 | 0.0030245 | 0.0030245 | 0.0030245 | 0.0030245 | 0.0030245 | 0.0030245 | 0.0030245 | 0.0030245 | 0.0030245
| Annual CO2e savings against gas boilers, tCO2e |  | 4.6927 | 4.7008 | 4.7095 | 4.7186 | 4.7293 | 4.738 | 4.745 | 4.7507 | 4.7553 | 4.759 | 4.762 | 4.7644 | 4.7664 | 4.768 | 4.7691 | 4.7694 | 4.7695 | 4.7699 | 4.7706 | 4.771 | 4.7713 | 4.7714 | 4.7717 | 4.7717 | 4.7717 | 4.7717 | 4.7717 | 4.7717 | 4.7717 | 4.7717 | 4.7717 | 4.7717 | 4.7717 | 4.7717 | 4.7717 | 4.7717 | 4.7717 | 4.7717 | 4.7717 | 4.7717 | 4.7717 | 4.7717 | 4.7717 | 4.7717 | 4.7717 | 4.7717 | 4.7717 | 4.7717 | 4.7717 | 4.7717 | 4.7717 | 4.7717 | 4.7717 | 4.7717 | 4.7717 | 4.7717 | 4.7717 | 4.7717 | 4.7717 | 4.7717
| CO2e intensity of heat delivered, g/kWh |  | 3.7181 | 3.3488 | 2.9584 | 2.5459 | 2.0599 | 1.6667 | 1.3485 | 1.0911 | 0.88282 | 0.7143 | 0.57794 | 0.46762 | 0.37835 | 0.30613 | 0.25413 | 0.24117 | 0.23625 | 0.22205 | 0.18857 | 0.17121 | 0.15786 | 0.14983 | 0.13942 | 0.13702 | 0.13702 | 0.13702 | 0.13702 | 0.13702 | 0.13702 | 0.13702 | 0.13702 | 0.13702 | 0.13702 | 0.13702 | 0.13702 | 0.13702 | 0.13702 | 0.13702 | 0.13702 | 0.13702 | 0.13702 | 0.13702 | 0.13702 | 0.13702 | 0.13702 | 0.13702 | 0.13702 | 0.13702 | 0.13702 | 0.13702 | 0.13702 | 0.13702 | 0.13702 | 0.13702 | 0.13702 | 0.13702 | 0.13702 | 0.13702 | 0.13702 | 0.13702
| CO2e intensity of heat delivered, kg/kWh |  | 0.0037181 | 0.0033488 | 0.0029584 | 0.0025459 | 0.0020599 | 0.0016667 | 0.0013485 | 0.0010911 | 0.00088282 | 0.0007143 | 0.00057794 | 0.00046762 | 0.00037835 | 0.00030613 | 0.00025413 | 0.00024117 | 0.00023625 | 0.00022205 | 0.00018857 | 0.00017121 | 0.00015786 | 0.00014983 | 0.00013942 | 0.00013702 | 0.00013702 | 0.00013702 | 0.00013702 | 0.00013702 | 0.00013702 | 0.00013702 | 0.00013702 | 0.00013702 | 0.00013702 | 0.00013702 | 0.00013702 | 0.00013702 | 0.00013702 | 0.00013702 | 0.00013702 | 0.00013702 | 0.00013702 | 0.00013702 | 0.00013702 | 0.00013702 | 0.00013702 | 0.00013702 | 0.00013702 | 0.00013702 | 0.00013702 | 0.00013702 | 0.00013702 | 0.00013702 | 0.00013702 | 0.00013702 | 0.00013702 | 0.00013702 | 0.00013702 | 0.00013702 | 0.00013702 | 0.00013702
| Total CO2e emissions - 20 years, tCO2e | 0 2026: 0.51602
| Total CO2e savings - 20 years, tCO2e | 0 2026: 94.979
| Total CO2e emissions - 30 years, tCO2e | 0 2026: 0.54706
| Total CO2e savings - 30 years, tCO2e | 0 2026: 142.6955
| Total CO2e emissions - 40 years, tCO2e | 0 2026: 0.5773
| Total CO2e savings - 40 years, tCO2e | 0 2026: 190.4128
Counterfactual
| Emissions from electricity for electric heating, tCO2e |  | 0 | 0 | 0 | 0 | 0 | 0 | 0 | 0 | 0 | 0 | 0 | 0 | 0 | 0 | 0 | 0 | 0 | 0 | 0 | 0 | 0 | 0 | 0 | 0 | 0 | 0 | 0 | 0 | 0 | 0 | 0 | 0 | 0 | 0 | 0 | 0 | 0 | 0 | 0 | 0 | 0 | 0 | 0 | 0 | 0 | 0 | 0 | 0 | 0 | 0 | 0 | 0 | 0 | 0 | 0 | 0 | 0 | 0 | 0 | 0
| Emissions from electricity for heat pumps and parasitic load, tCO2e |  | 2.0899 | 1.8823 | 1.6629 | 1.431 | 1.1578 | 0.93682 | 0.75799 | 0.61329 | 0.49622 | 0.4015 | 0.32485 | 0.26284 | 0.21267 | 0.17207 | 0.14284 | 0.13556 | 0.13279 | 0.12481 | 0.10599 | 0.096233 | 0.088731 | 0.084215 | 0.078365 | 0.07702 | 0.07702 | 0.07702 | 0.07702 | 0.07702 | 0.07702 | 0.07702 | 0.07702 | 0.07702 | 0.07702 | 0.07702 | 0.07702 | 0.07702 | 0.07702 | 0.07702 | 0.07702 | 0.07702 | 0.07702 | 0.07702 | 0.07702 | 0.07702 | 0.07702 | 0.07702 | 0.07702 | 0.07702 | 0.07702 | 0.07702 | 0.07702 | 0.07702 | 0.07702 | 0.07702 | 0.07702 | 0.07702 | 0.07702 | 0.07702 | 0.07702 | 0.07702
| Emissions from gas boilers, tCO2e |  | 0 | 0 | 0 | 0 | 0 | 0 | 0 | 0 | 0 | 0 | 0 | 0 | 0 | 0 | 0 | 0 | 0 | 0 | 0 | 0 | 0 | 0 | 0 | 0 | 0 | 0 | 0 | 0 | 0 | 0 | 0 | 0 | 0 | 0 | 0 | 0 | 0 | 0 | 0 | 0 | 0 | 0 | 0 | 0 | 0 | 0 | 0 | 0 | 0 | 0 | 0 | 0 | 0 | 0 | 0 | 0 | 0 | 0 | 0 | 0
| Annual CO2e emissions, tCO2e |  | 2.0899 | 1.8823 | 1.6629 | 1.431 | 1.1578 | 0.93682 | 0.75799 | 0.61329 | 0.49622 | 0.4015 | 0.32485 | 0.26284 | 0.21267 | 0.17207 | 0.14284 | 0.13556 | 0.13279 | 0.12481 | 0.10599 | 0.096233 | 0.088731 | 0.084215 | 0.078365 | 0.07702 | 0.07702 | 0.07702 | 0.07702 | 0.07702 | 0.07702 | 0.07702 | 0.07702 | 0.07702 | 0.07702 | 0.07702 | 0.07702 | 0.07702 | 0.07702 | 0.07702 | 0.07702 | 0.07702 | 0.07702 | 0.07702 | 0.07702 | 0.07702 | 0.07702 | 0.07702 | 0.07702 | 0.07702 | 0.07702 | 0.07702 | 0.07702 | 0.07702 | 0.07702 | 0.07702 | 0.07702 | 0.07702 | 0.07702 | 0.07702 | 0.07702 | 0.07702
| CO2e intensity of heat delivered, g/kWh |  | 94.6827 | 85.2763 | 75.336 | 64.8314 | 52.4556 | 42.4422 | 34.3403 | 27.785 | 22.481 | 18.1896 | 14.7173 | 11.9079 | 9.6347 | 7.7955 | 6.4714 | 6.1414 | 6.0161 | 5.6545 | 4.802 | 4.3598 | 4.0199 | 3.8153 | 3.5503 | 3.4893 | 3.4893 | 3.4893 | 3.4893 | 3.4893 | 3.4893 | 3.4893 | 3.4893 | 3.4893 | 3.4893 | 3.4893 | 3.4893 | 3.4893 | 3.4893 | 3.4893 | 3.4893 | 3.4893 | 3.4893 | 3.4893 | 3.4893 | 3.4893 | 3.4893 | 3.4893 | 3.4893 | 3.4893 | 3.4893 | 3.4893 | 3.4893 | 3.4893 | 3.4893 | 3.4893 | 3.4893 | 3.4893 | 3.4893 | 3.4893 | 3.4893 | 3.4893
| CO2e intensity of heat delivered, kg/kWh |  | 0.094683 | 0.085276 | 0.075336 | 0.064831 | 0.052456 | 0.042442 | 0.03434 | 0.027785 | 0.022481 | 0.01819 | 0.014717 | 0.011908 | 0.0096347 | 0.0077955 | 0.0064714 | 0.0061414 | 0.0060161 | 0.0056545 | 0.004802 | 0.0043598 | 0.0040199 | 0.0038153 | 0.0035503 | 0.0034893 | 0.0034893 | 0.0034893 | 0.0034893 | 0.0034893 | 0.0034893 | 0.0034893 | 0.0034893 | 0.0034893 | 0.0034893 | 0.0034893 | 0.0034893 | 0.0034893 | 0.0034893 | 0.0034893 | 0.0034893 | 0.0034893 | 0.0034893 | 0.0034893 | 0.0034893 | 0.0034893 | 0.0034893 | 0.0034893 | 0.0034893 | 0.0034893 | 0.0034893 | 0.0034893 | 0.0034893 | 0.0034893 | 0.0034893 | 0.0034893 | 0.0034893 | 0.0034893 | 0.0034893 | 0.0034893 | 0.0034893 | 0.0034893
| Total CO2e emissions - 20 years, tCO2e | 0 2026: 13.1404
| Total CO2e emissions - 30 years, tCO2e | 0 2026: 13.9309
| Total CO2e emissions - 40 years, tCO2e | 0 2026: 14.7011
END OF SHEET | bar: 0 2026 to 27 2053

## Price projections
1 | BEIS Price Projections
| Reference year for tariffs |  | 2024
|  |  | 2022 | 2023 | 2024 | 2025 | 2026 | 2027 | 2028 | 2029 | 2030 | 2031 | 2032 | 2033 | 2034 | 2035 | 2036 | 2037 | 2038 | 2039 | 2040 | 2041 | 2042
|  |  | 0 | 0 | 1 | 1 | 1 | 1 | 1 | 1 | 1 | 1 | 1 | 1 | 1 | 1 | 1 | 1 | 1 | 1 | 1 | 1 | 1
Central Scenario
| Natural gas | Reference year tariff
| Industrial | 2.5771 | 2.3907 | 2.4827 | 2.5771 | 2.6702 | 2.7171 | 2.8031 | 2.8467 | 2.8902 | 2.933 | 2.9758 | 3.0187 | 3.0616 | 3.1045 | 3.1474 | 3.1465 | 3.1457 | 3.1448 | 3.144 | 3.1433 | 3.1433 | 3.1433
| Residential | 4.5936 | 4.5121 | 4.5519 | 4.5936 | 4.6299 | 4.6571 | 4.6915 | 4.7297 | 4.7494 | 4.7706 | 4.7905 | 4.8152 | 4.8339 | 4.8581 | 4.887 | 4.9208 | 4.9164 | 4.9117 | 4.9072 | 4.9026 | 4.9026 | 4.9026
| Commercial / services | 3.3776 | 3.0954 | 3.235 | 3.3776 | 3.5171 | 3.5686 | 3.6584 | 3.7058 | 3.7545 | 3.8002 | 3.846 | 3.8918 | 3.9377 | 3.9836 | 4.0296 | 4.0287 | 4.0279 | 4.027 | 4.0263 | 4.0255 | 4.0255 | 4.0255
Grid electricity
| Industrial | 12.6938 | 13.0191 | 12.6699 | 12.6938 | 12.8067 | 12.86 | 12.7775 | 12.4697 | 12.3365 | 12.444 | 12.1647 | 12.0465 | 11.8307 | 11.6107 | 11.5255 | 11.5546 | 11.5734 | 11.7359 | 11.7011 | 11.6222 | 11.6222 | 11.6222
| Residential | 21.083 | 21.4712 | 21.4247 | 21.083 | 21.3042 | 21.4945 | 21.0936 | 21.0358 | 20.8699 | 21.2614 | 21.2003 | 20.7315 | 20.1997 | 19.917 | 19.6294 | 19.493 | 19.4428 | 19.2763 | 19.5561 | 19.2603 | 19.2603 | 19.2603
| Commercial / services | 14.8585 | 15.2107 | 14.8351 | 14.8585 | 14.9712 | 15.0304 | 14.883 | 14.5354 | 14.4075 | 14.5934 | 14.6759 | 14.4657 | 14.1366 | 13.8342 | 13.6978 | 13.6051 | 13.4113 | 13.5182 | 13.4584 | 13.3305 | 13.3305 | 13.3305
Low Scenario
Natural gas
| Industrial | 1.8821 | 1.6958 | 1.7877 | 1.8821 | 1.9753 | 2.0222 | 2.0264 | 2.07 | 2.1135 | 2.1563 | 2.1992 | 2.2012 | 2.244 | 2.2869 | 2.2889 | 2.2881 | 2.2872 | 2.2864 | 2.2856 | 2.2848 | 2.2848 | 2.2848
| Residential | 3.9363 | 3.8935 | 3.8945 | 3.9363 | 3.9726 | 3.9998 | 4.0342 | 3.9951 | 4.0148 | 4.0359 | 4.0558 | 4.0806 | 4.0605 | 4.0848 | 4.1137 | 4.1089 | 4.1044 | 4.0997 | 4.0952 | 4.0906 | 4.0906 | 4.0906
| Commercial / services | 2.6827 | 2.4005 | 2.5401 | 2.6827 | 2.8222 | 2.8737 | 2.8817 | 2.9292 | 2.9778 | 3.0235 | 3.0693 | 3.0743 | 3.1202 | 3.1661 | 3.1711 | 3.1703 | 3.1695 | 3.1686 | 3.1678 | 3.1671 | 3.1671 | 3.1671
Grid electricity
| Industrial | 11.1463 | 11.432 | 11.1253 | 11.1463 | 11.2454 | 11.2922 | 11.2198 | 10.9495 | 10.8326 | 10.927 | 10.6817 | 10.5779 | 10.3884 | 10.1952 | 10.1204 | 10.1459 | 10.1625 | 10.3051 | 10.2746 | 10.2053 | 10.2053 | 10.2053
| Residential | 19.784 | 20.1483 | 20.1046 | 19.784 | 19.9915 | 20.1702 | 19.794 | 19.7397 | 19.5841 | 19.9514 | 19.8941 | 19.4541 | 18.9551 | 18.6899 | 18.42 | 18.292 | 18.2449 | 18.0886 | 18.3512 | 18.0736 | 18.0736 | 18.0736
| Commercial / services | 12.6476 | 12.9474 | 12.6277 | 12.6476 | 12.7436 | 12.794 | 12.6685 | 12.3726 | 12.2638 | 12.422 | 12.4922 | 12.3133 | 12.0331 | 11.7757 | 11.6597 | 11.5807 | 11.4157 | 11.5068 | 11.4559 | 11.347 | 11.347 | 11.347
High Scenario
Natural gas
| Industrial | 3.599 | 3.4127 | 3.5046 | 3.599 | 3.6921 | 3.739 | 3.7841 | 3.8277 | 3.8713 | 3.914 | 3.9569 | 3.9998 | 4.0426 | 4.0855 | 4.1284 | 4.1276 | 4.1267 | 4.1259 | 4.1251 | 4.1243 | 4.1243 | 4.1243
| Residential | 5.5602 | 5.4787 | 5.5185 | 5.5602 | 5.5966 | 5.6237 | 5.6582 | 5.6577 | 5.6774 | 5.6985 | 5.7185 | 5.7432 | 5.7618 | 5.7861 | 5.815 | 5.8488 | 5.8443 | 5.8397 | 5.8351 | 5.8306 | 5.8306 | 5.8306
| Commercial / services | 4.3995 | 4.1174 | 4.2569 | 4.3995 | 4.539 | 4.5906 | 4.6394 | 4.6869 | 4.7355 | 4.7812 | 4.827 | 4.8729 | 4.9188 | 4.9647 | 5.0106 | 5.0098 | 5.0089 | 5.0081 | 5.0073 | 5.0065 | 5.0065 | 5.0065
Grid electricity
| Industrial | 14.543 | 14.9157 | 14.5156 | 14.543 | 14.6723 | 14.7334 | 14.6389 | 14.2863 | 14.1337 | 14.2569 | 13.9369 | 13.8014 | 13.5541 | 13.3021 | 13.2045 | 13.2378 | 13.2594 | 13.4455 | 13.4057 | 13.3153 | 13.3153 | 13.3153
| Residential | 22.4726 | 22.8864 | 22.8369 | 22.4726 | 22.7084 | 22.9113 | 22.4839 | 22.4223 | 22.2455 | 22.6628 | 22.5977 | 22.0979 | 21.5311 | 21.2298 | 20.9232 | 20.7778 | 20.7243 | 20.5469 | 20.8451 | 20.5298 | 20.5298 | 20.5298
| Commercial / services | 16.4918 | 16.8827 | 16.4658 | 16.4918 | 16.6169 | 16.6826 | 16.519 | 16.1332 | 15.9912 | 16.1975 | 16.2892 | 16.0558 | 15.6905 | 15.3549 | 15.2035 | 15.1006 | 14.8855 | 15.0042 | 14.9378 | 14.7958 | 14.7958 | 14.7958
Selected Scenario:
| Central scenario flag | 1
| Low scenario flag | 0
| High scenario flag | 0
Natural gas
| Industrial |  |  |  | 100% | 103.6% | 105.4% | 108.8% | 110.5% | 112.2% | 113.8% | 115.5% | 117.1% | 118.8% | 120.5% | 122.1% | 122.1% | 122.1% | 122% | 122% | 122% | 122% | 122%
| Residential |  |  |  | 100% | 100.8% | 101.4% | 102.1% | 103% | 103.4% | 103.9% | 104.3% | 104.8% | 105.2% | 105.8% | 106.4% | 107.1% | 107% | 106.9% | 106.8% | 106.7% | 106.7% | 106.7%
| Commercial / services |  |  |  | 100% | 104.1% | 105.7% | 108.3% | 109.7% | 111.2% | 112.5% | 113.9% | 115.2% | 116.6% | 117.9% | 119.3% | 119.3% | 119.3% | 119.2% | 119.2% | 119.2% | 119.2% | 119.2%
Grid electricity
| Industrial |  |  |  | 100% | 100.9% | 101.3% | 100.7% | 98.23% | 97.19% | 98.03% | 95.83% | 94.9% | 93.2% | 91.47% | 90.8% | 91.03% | 91.17% | 92.45% | 92.18% | 91.56% | 91.56% | 91.56%
| Residential |  |  |  | 100% | 101% | 102% | 100.1% | 99.78% | 98.99% | 100.8% | 100.6% | 98.33% | 95.81% | 94.47% | 93.11% | 92.46% | 92.22% | 91.43% | 92.76% | 91.35% | 91.35% | 91.35%
| Commercial / services |  |  |  | 100% | 100.8% | 101.2% | 100.2% | 97.83% | 96.96% | 98.22% | 98.77% | 97.36% | 95.14% | 93.11% | 92.19% | 91.56% | 90.26% | 90.98% | 90.58% | 89.72% | 89.72% | 89.72%
| Annex M: | https://www.gov.uk/government/publications/valuation-of-energy-use-and-greenhouse-gas-emissions-for-appraisal
| Last updated: | 2021-10-07
END OF SHEET

## Lists
YesNo
Yes
No
Phases
Phase 1
Phase 2
Phase 3
20 years
30 years
40 years
Counterfactual
Gas boiler
ASHP
Electric heating
Auxillary boilers
Gas
Electric
Gas and Electric
BEISpriceprojections
Low scenario
Central scenario
High scenario
Energytariffindexing
BEIS price projections
Fixed rate
Catering
Domestic
Education (further and higher)
Education (Higher)
Education (schools)
Entertainment
Hospitals
Hotels
Industrial buildings
Local authority buildings
Ministry of Defence (MoD) buildings
Offices
Public buildings
Retail
Sports and recreation