## Version control
Template number: | T0127a
Version number: | V01
Issue date: | 2023-06-23
Document version | Issue date | Created by | Comments
V01 | 2023-05-19 | AG
V02 | 2023-06-23 | AG

## Guide
Project name: | Kensington & Chelsea ¦ Hammersmith & Fulham Cross-Borough Masterplan
Project number: | 2116
Prepared for: | H&F and K&C Borough Councils
Prepared by: | ES
Checked by: | AG
Network option:
Version:
Template number: | T0127
Model number: | V02
Date of issue: | 2023-06-23
GUIDE
This model has been constructed by Sustainable Energy to assess the economic viability of the network with the option to vary key parameters and project timing.
If significant changes in key parameters are required, please contact Sustainable Energy to re-run the technical assessment to update technology inputs.
Project inputs and results are presented in the 'Dashboard' tab for project lifetimes of 20, 30, 40 years.
Disclaimer
This ATEM assesses the viability of heat networks with low carbon technologies. It is not a detailed financial model and third parties should conduct their own due diligence to verify investment options and decisions. Sustainable Energy accepts no liability of any kind.
GENERAL OPERATION
General
Inputs that can be varied within the model are denoted by grey cells (for direct inputs), green cells (for inputs from other tools) or yellow cells (for drop downs).
All key variables can be varied on the 'Dashboard' tab. Results are automatically calculated and shown in the 'Dashboard' tab.
Network phase can be selected in the 'Dashboard' tab cell C9. And first year of each phase can be selected in the 'Dashboard' cells C26:C28.
Separated into 10 sections, as follows:
Key variables
1. Dashboard
2. Heat connections
3. Technical inputs
4. Operating model
5. OPEX
6. CAPEX
7. Revenue
8. Financial analysis
9. CO2
10. Price projections
GLOSSARY
Discount rate | The rate of return used in discounted cash flow analysis to determine the present value of future cash flows.
IRR (internal rate of return) | The interest rate at which the net present value of all cash flows from the project equal zero.
NPC | The present value of cash outflows over the project lifetime.
NPV (net present value) | The difference between the present value of cash inflows and the present value of cash outflows over the project lifetime.
Simple payback | The length of time required to recover the cost of the initial investment. Simple payback does not take into account additional CAPEX (i.e. for later phases).
Techno-economic model | This is a discounted cash flow model which shows the costs and income for a 25 year, 30 year and 40 year life cycle. This is not a detail financial model.
ABBREVIATIONS
BAU | Business as usual
BEIS | Department for Business, Energy and Industrial Strategy
CAPEX | Capital costs
CCL | Climate change levy
CO2e | Carbon dioxide equivalent
COP | Coefficient of Performance
HP | Heat pump
OPEX | Operational expenditure
TEM | Techno-economic model
THE END OF SHEET

## Dashboard
Green cells = inputs from SE tools
Blue cells = outputs
Yellow cells = select from drop down list
Grey cells = inputs
White cells = calculations |  | Show results over | 40 years
KEY PROJECT VARIABLES |  |  | HEAT NETWORK | COUNTERFACTUAL
Network option (select from drop down) | Phase 3 | Economics
Gas tariff (excl. CCL), p/kWh | 7.5 | Net Present Cost | 344747561.4522 | 349926830.8757
Gas standing charge, £/day | 25 | Levelised cost of heat, p/kWh | 12.5947 | 12.7839
CCL - natural gas, p/kWh | 0.775 | Net Present Value | 34266003.7069
CCL - electricity, p/kWh | 0.775 | IRR | 6.859%
Heat sales tariff, p/kWh | 8 | Simple payback | 14
Phase 1 energy centre electrical capacity, kVa | 41143.6784 | CAPEX | 65210622.4893 | 62984348.099
Phase 2 energy centre electrical capacity, kVa | 41143.6784 | REPEX | 130421244.9786 | 167958261.5973
Phase 3 energy centre electrical capacity, kVa | 41143.6784 | OPEX | 376288307.5339 | 454215010.0225
Peak and reserve boilers | Electric
Include contingency on capital costs | Yes | Carbon
Include connection charges from network connections | No | Carbon intensity of heat delivered in year 1, gCO2e/kWh | 78.0209 | 77.494
Connection charges from network connections, £/kW | 20 | Carbon intensity of heat delivered in final year, gCO2e/kWh | 2.8753 | 2.8559
Discount rate, % | 3.5% | tCO2e savings against gas boilers | 1010030.5947
Grant funding phase 1 | 0% | £ capital employed per tCO2e saved * | 566.2404
Grant funding phase 2 | 0% | Total carbon emitted, tCO2e | 68402.4808 | 67940.5345
Grant funding phase 3 | 0%
Phase 1 start year | 2027
Phase 2 start year | 2032 |  |  | KEY PARAMETERS
Phase 3 start year | 2037 |  | Phase 1 (additonal) | Phase 2 (additonal) | Phase 3 (additonal) | Total
BEIS price projections scenario | Central scenario | Phase flag | 0 | 0 | 1
Indexing for fossil fuel prices | BEIS price projections | Capital costs (additional) | 65210622.4893 | 0 | 0 | 65210622.4893
Fixed rate value | 2.5% | Grant funding | 0 | 0 | 0 | 0
Commercial electricity tariff for counterfactual, p/kWh | 15 | Connection charges | 0 | 0 | 0 | 0
Residential electricity tariff for counterfactual, p/kWh | 25 | Remaining capital costs | 65210622.4893 | 0 | 0 | 65210622.4893
Counterfactual solution | ASHP | Total network heat demand, kWh | 124635355.7027 | 0 | 0 | 124635355.7027
Include heat sales in the assessment | Yes | Network losses, kWh | 518962.5806 | 0 | 0 | 518962.5806
|  | Total heat supplied to network, kWh | 125154318.2833 | 0 | 0 | 125154318.2833
|  | Energy centres capacity, kW | 41143.6784 | 0 | 0 | 41143.6784
|  | Heat supplied by energy centres, kWh | 125154318.2833 | 0 | 0 | 125154318.2833
|  | Network spine trench length, m | 2100.6391 | 0 | 0 | 2100.6391
THE END OF SHEET

## Heat connections inputs
cibse_category
1 | Heat connections
| ID | AnnualDemand | PeakDemand | ConnectionCount | abp_class | addresses | area_name | cibse_category | class_desc | council_tenure | has_community_heating | postcode | site_name | toid | type | unheated
| Y6vLOUz6aCX/4lrZ | 77278.76 | 60.1934 | 1 |  |  | White City | [5 empty] | The Cardinal Vaughan Memorial RC School | osgb5000005260195182 | building | FALSE
| 5FZYuHonsOIYwhzk | 191350.44 | 116.8072 | 4 | CO01 | ["UNIT C302A, WESTFIELD LONDON SHOPPING CENTRE, ARIEL WAY, LONDON, W12 7GA", "RENTADESK, UNIT C401, WESTFIELD LONDON SHOPPING CENTRE, ARIEL WAY, LONDON, W12 7FD", "DAEWOO SHIPBUILDING & MARINE ENGINEERING CO LTD, UNIT C402, WESTFIELD LONDON SHOPPING CENTRE, ARIEL WAY, LONDON, W12 7FD", "UNIT C302, WESTFIELD LONDON SHOPPING CENTRE, ARIEL WAY, LONDON, W12 7GA"] | White City | Offices | Commercial : Office : Office / Work Studio |  |  | W12 7GA |  | osgb1000001796552761 | building | FALSE
| 3CJIEXkFfg4I3Yw5 | 7467.428 | 25.5461 | 2 | RD06 | ["31, MILSON ROAD, LONDON, W14 0LJ", "GROUND FLOOR, 31, MILSON ROAD, LONDON, W14 0LJ"] | White City | Domestic | Dual Use |  | FALSE | W14 0LJ |  | osgb5000005142631393 | building | FALSE
| 1cJ+GCEdcUBa+Fnm | 580117.25 | 309.7522 | 1 | CL06 | ["ADDISON YOUTH CLUB, 45, REDAN STREET, LONDON, W14 0AB"] | White City | Sports and recreation | Commercial : Leisure - Applicable to recreational sites and enterprises : Indoor / Outdoor Leisure / Sporting Activity / Centre |  | FALSE | W14 0AB |  | osgb1000003908772 | building | FALSE
| 4bmtLEGO1Fw1EUe9 | 242137.6 | 142.0129 | 1 | CE03PS | ["MILES COVERDALE PRIMARY SCHOOL, COVERDALE ROAD, LONDON, W12 8JJ"] | White City | Education (schools) | Commercial : Education : Preparatory / First / Primary / Infant / Junior / Middle School : Primary School | CORPORATE |  | W12 8JJ | Miles Coverdale Primary School | osgb1000003907659 | building | FALSE
| 5N8g/SSS0AYXD5WM | 1695345.9 | 863.2401 | 2 | C | ["BROADWICK VENUES LTD, DIMCO BUILDING, ARIEL WAY, LONDON, W12 7NS", "30, WOOD LANE, LONDON, W12 7NS"] | White City | Offices | Commercial |  |  | W12 7NS |  | osgb1000003912393 | building | FALSE
| SucPO+NvQXEBj3Bh | 223812.97 | 132.9184 | 4 | CO01 | ["9, ALDINE STREET, LONDON, W12 8AW", "ALDINE HOUSE, 9-15, ALDINE STREET, LONDON, W12 8AW", "FIRST FLOOR OFFICES, ALDINE HOUSE, 9-15, ALDINE STREET, LONDON, W12 8AW", "GROUND FLOOR OFFICES, ALDINE HOUSE, 9-15, ALDINE STREET, LONDON, W12 8AW"] | White City | Offices | Commercial : Office : Office / Work Studio |  |  | W12 8AW |  | osgb1000003907435 | building | FALSE
| NzpZcw3koCIp1AWi | 3308519.5 | 1663.8583 | 2 | CL07 | ["SHEPHERDS BUSH EMPIRE, SHEPHERDS BUSH GREEN, LONDON, W12 8TT", "COMMUNICATION STATION, SHEPHERDS BUSH EMPIRE, SHEPHERD'S BUSH GREEN, LONDON, W12 8TT"] | White City | Entertainment | Commercial : Leisure - Applicable to recreational sites and enterprises : Bingo Hall / Cinema / Conference / Exhibition Centre / Theatre / Concert Hall |  |  | W12 8TT |  | osgb1000003907350 | building | FALSE
| jwnnBMAFMmOd/zAj | 862201.75 | 449.7507 | 9 | C | ["CAR PARKING SPACES, 150-152, UXBRIDGE ROAD, LONDON, W12 8AA", "150, UXBRIDGE ROAD, LONDON, W12 8AA", "154, UXBRIDGE ROAD, LONDON, W12 8AA", "150A, UXBRIDGE ROAD, LONDON, W12 8AA", "B P P HOLDINGS PLC, ALDINE HOUSE 142-144, UXBRIDGE ROAD, LONDON, W12 8AA", "152, UXBRIDGE ROAD, LONDON, W12 8AA", "EIGHTH FLOOR REAR, BPP HOUSE ALDINE PLACE, 142-144, UXBRIDGE ROAD, LONDON, W12 8AA", "COMMUNICATION STATION, BPP HOUSE ALDINE PLACE, 142-144, UXBRIDGE ROAD, LONDON, W12 8AA", "SEVENTH FLOOR REAR OF, BPP HOUSE ALDINE PLACE, 142-144, UXBRIDGE ROAD, LONDON, W12 8AA"] | White City | Offices | Commercial |  | FALSE | W12 8AA |  | osgb1000003907419 | building | FALSE
| YfO6Epy9RFNexR++ | 914653.56 | 475.7826 | 1 | CT08 | ["LONDON UNDERGROUND LTD, SHEPHERDS BUSH STATION CENTRAL, UXBRIDGE ROAD, LONDON, W12 8ND"] | White City | Local authority buildings | Commercial : Transport : Station / Interchange / Terminal / Halt |  |  | W12 8ND |  | osgb1000001796534576 | building | FALSE
| LDQMJbcJJVdeA75s | 921776 | 479.3174 | 5 |  |  | White City | [6 empty] | 58 | building | FALSE
| Rjkj0I6/OGvUfJK7 | 17303.44 | 30.4277 | 1 | RD | ["15, REDAN STREET, LONDON, W14 0AB"] | White City | Domestic | Residential : Dwelling |  | FALSE | W14 0AB |  | osgb1000003908513 | building | FALSE
| AXLxXuVEarySGwWS | 87035.52 | 65.0357 | 7 | CO01 | ["12, BERGHEM MEWS, BLYTHE ROAD, LONDON, W14 0HN", "SECOND FLOOR UNIT, 12, BERGHEM MEWS, LONDON, W14 0HN", "FIRST FLOOR UNIT, 12, BERGHEM MEWS, LONDON, W14 0HN", "6 AND 21, BERGHEM MEWS, LONDON, W14 0HN", "5-7, BERGHEM MEWS, BLYTHE ROAD, LONDON, W14 0HN", "XXX PUBLICATIONS, 6, BERGHEM MEWS, BLYTHE ROAD, LONDON, W14 0HN", "11, BERGHEM MEWS, BLYTHE ROAD, LONDON, W14 0HN"] | White City | Offices | Commercial : Office : Office / Work Studio |  | FALSE | W14 0HN |  | osgb1000003909344 | building | FALSE
| aITZdbgVqbNawEe4 | 37226.816 | 40.3157 | 1 | CC | ["DAY CENTRE, NEW ZEALAND WAY, WHITE CITY ESTATE, LONDON, W12 7PH"] | White City | Local authority buildings | Commercial : Community Services | CORPORATE |  | W12 7PH |  | osgb1000042030795 | building | FALSE
| OUmy5uRrII1i//sF | 28826114 | 14328.24 | 115 | CR08 | ["IBROKEMYGADGET, UNIT SU2204, WESTFIELD LONDON SHOPPING CENTRE, ARIEL WAY, LONDON, W12 7HT", "THE WHITE CO, UNIT SU1207, WESTFIELD LONDON SHOPPING CENTRE, ARIEL WAY, LONDON, W12 7HT", "UNIT SU1207A, WESTFIELD LONDON SHOPPING CENTRE, ARIEL WAY, LONDON, W12 7HT", "UNIT SU2214, WESTFIELD LONDON SHOPPING CENTRE, ARIEL WAY, LONDON, W12 7HT", "STRADIVARIUS, UNIT SU2224, WESTFIELD LONDON SHOPPING CENTRE, ARIEL WAY, LONDON, W12 7HT", "UNIT SU0235, WESTFIELD LONDON SHOPPING CENTRE, ARIEL WAY, LONDON, W12 7HB", "UNIT SU1201, WESTFIELD LONDON SHOPPING CENTRE, ARIEL WAY, LONDON, W12 7HT", "NEWBIES, UNIT SU1203A, WESTFIELD LONDON SHOPPING CENTRE, ARIEL WAY, LONDON, W12 7HT", "UNIT SU1216, WESTFIELD LONDON SHOPPING CENTRE, ARIEL WAY, LONDON, W12 7HT", "UNIT K2211, WESTFIELD LONDON SHOPPING CENTRE, ARIEL WAY, LONDON, W12 7HT", "UNIT SU1208A, WESTFIELD LONDON SHOPPING CENTRE, ARIEL WAY, LONDON, W12 7HT", "UNIT SU1208, WESTFIELD LONDON SHOPPING CENTRE, ARIEL WAY, LONDON, W12 7HT", "MOLTON BROWN LTD, UNIT 1223, WESTFIELD LONDON SHOPPING CENTRE, ARIEL WAY, LONDON, W12 7GA", "UNIT K1211, WESTFIELD LONDON SHOPPING CENTRE, ARIEL WAY, LONDON, W12 7HT", "UNIT SU1210, WESTFIELD LONDON SHOPPING CENTRE, ARIEL WAY, LONDON, W12 7HT", "UNIT K1212, WESTFIELD LONDON SHOPPING CENTRE, ARIEL WAY, LONDON, W12 7HT", "UNIT SU1232, WESTFIELD LONDON SHOPPING CENTRE, ARIEL WAY, LONDON, W12 7HT", "CHARLES TYRWHITT, UNIT SU1206, WESTFIELD LONDON SHOPPING CENTRE, ARIEL WAY, LONDON, W12 7HT", "UNIT K0201, WESTFIELD LONDON SHOPPING CENTRE, ARIEL WAY, LONDON, W12 7HT", "UNIT SU2222A, WESTFIELD LONDON SHOPPING CENTRE, ARIEL WAY, LONDON, W12 7HT", "UNIT SU2230, WESTFIELD LONDON SHOPPING CENTRE, ARIEL WAY, LONDON, W12 7HT", "UNIT SU2216, WESTFIELD LONDON SHOPPING CENTRE, ARIEL WAY, LONDON, W12 7HT", "LAND NORTH OF WESTFIELD SHOPPING CENTRE, ARIEL WAY, LONDON, W12 7NS", "UNIT K1203, WESTFIELD LONDON SHOPPING CENTRE, ARIEL WAY, LONDON, W12 7HT", "BRAVISSIMO, UNIT SU2203A, WESTFIELD LONDON SHOPPING CENTRE, ARIEL WAY, LONDON, W12 7HT", "UNIT SU1205, WESTFIELD LONDON SHOPPING CENTRE, ARIEL WAY, LONDON, W12 7HT", "UNIT SU1211, WESTFIELD LONDON SHOPPING CENTRE, ARIEL WAY, LONDON, W12 7HT", "UNIT K2207, WESTFIELD LONDON SHOPPING CENTRE, ARIEL WAY, LONDON, W12 7HT", "UNIT SU2205, WESTFIELD LONDON SHOPPING CENTRE, ARIEL WAY, LONDON, W12 7HT", "UNIT SU0236, WESTFIELD LONDON SHOPPING CENTRE, ARIEL WAY, LONDON, W12 7HB", "UNIT SU2212, WESTFIELD LONDON SHOPPING CENTRE, ARIEL WAY, LONDON, W12 7HT", "JOHN LEWIS PARTNERSHIP PLC, UNIT 0250, WESTFIELD LONDON SHOPPING CENTRE, ARIEL WAY, LONDON, W12 7FU", "KHAADI, UNIT SU1231, WESTFIELD LONDON SHOPPING CENTRE, ARIEL WAY, LONDON, W12 7HT", "DIXONS CARPHONE WAREHOUSE, UNIT SU2208, WESTFIELD LONDON SHOPPING CENTRE, ARIEL WAY, LONDON, W12 7HT", "UNIT SU1228, WESTFIELD LONDON SHOPPING CENTRE, ARIEL WAY, LONDON, W12 7HT", "UNIT SU0220B, WESTFIELD LONDON SHOPPING CENTRE, ARIEL WAY, LONDON, W12 7HB", "UNIT K2204, WESTFIELD LONDON SHOPPING CENTRE, ARIEL WAY, LONDON, W12 7HT", "UNIT SU0203, WESTFIELD LONDON SHOPPING CENTRE, ARIEL WAY, LONDON, W12 7HB", "GUESS, UNIT SU2227, WESTFIELD LONDON SHOPPING CENTRE, ARIEL WAY, LONDON, W12 7HT", "UNIT SU1213, WESTFIELD LONDON SHOPPING CENTRE, ARIEL WAY, LONDON, W12 7HT", "UNIT K1201, WESTFIELD LONDON SHOPPING CENTRE, ARIEL WAY, LONDON, W12 7HT", "HOUSE OF FRASER, WESTFIELD LONDON SHOPPING CENTRE, ARIEL WAY, LONDON, W12 7GA", "STREET RECORD, ARIEL WAY, LONDON, W12 7SL", "UNIT SU0207A, WESTFIELD LONDON SHOPPING CENTRE, ARIEL WAY, LONDON, W12 7HB", "SIXPAD, UNIT SU2222, WESTFIELD LONDON SHOPPING CENTRE, ARIEL WAY, LONDON, W12 7HT", "EMPEROR LONDON LTD, UNIT SU1224, WESTFIELD LONDON SHOPPING CENTRE, ARIEL WAY, LONDON, W12 7HT", "UNIT SU0201, WESTFIELD LONDON SHOPPING CENTRE, ARIEL WAY, LONDON, W12 7HB", "UNIT SU0220A, WESTFIELD LONDON SHOPPING CENTRE, ARIEL WAY, LONDON, W12 7HB", "UNIT SU2226, WESTFIELD LONDON SHOPPING CENTRE, ARIEL WAY, LONDON, W12 7HT", "D F S, UNIT SU0208, WESTFIELD LONDON SHOPPING CENTRE, ARIEL WAY, LONDON, W12 7HB", "UNIT SU0205, WESTFIELD LONDON SHOPPING CENTRE, ARIEL WAY, LONDON, W12 7HB", "WEST ELM, UNIT SU1233, WESTFIELD LONDON SHOPPING CENTRE, ARIEL WAY, LONDON, W12 7HT", "RAILWAY VIADUCT, WHITE CITY DEVELOPMENT SITE, ARIEL WAY, LONDON, W12 8AG", "UNIT K1206, WESTFIELD LONDON SHOPPING CENTRE, ARIEL WAY, LONDON, W12 7HT", "SPACE N K, UNIT SU1222, WESTFIELD LONDON SHOPPING CENTRE, ARIEL WAY, LONDON, W12 7HT", "UNIT SU1214, WESTFIELD LONDON SHOPPING CENTRE, ARIEL WAY, LONDON, W12 7HT", "UNIT SU2215, WESTFIELD LONDON SHOPPING CENTRE, ARIEL WAY, LONDON, W12 7HT", "PULL & BEAR, UNIT SU2211, WESTFIELD LONDON SHOPPING CENTRE, ARIEL WAY, LONDON, W12 7HT", "UNIT SU0234, WESTFIELD LONDON SHOPPING CENTRE, ARIEL WAY, LONDON, W12 7HB", "UNIT SU2223, WESTFIELD LONDON SHOPPING CENTRE, ARIEL WAY, LONDON, W12 7HT", "UNIT SU2201, WESTFIELD LONDON SHOPPING CENTRE, ARIEL WAY, LONDON, W12 7HT", "UNIT K1208, WESTFIELD LONDON SHOPPING CENTRE, ARIEL WAY, LONDON, W12 7HT", "UNIT SU1108, WESTFIELD LONDON SHOPPING CENTRE, ARIEL WAY, LONDON, W12 7FU", "UNIT SU2229, WESTFIELD LONDON SHOPPING CENTRE, ARIEL WAY, LONDON, W12 7HT", "COSMO NAILS, UNIT K1205, WESTFIELD LONDON SHOPPING CENTRE, ARIEL WAY, LONDON, W12 7HT", "UNIT SU1209, WESTFIELD LONDON SHOPPING CENTRE, ARIEL WAY, LONDON, W12 7HT", "UNIT SU1226, WESTFIELD LONDON SHOPPING CENTRE, ARIEL WAY, LONDON, W12 7HT", "UNIT K2212, WESTFIELD LONDON SHOPPING CENTRE, ARIEL WAY, LONDON, W12 7HT", "KIOSK 2000A, WESTFIELD LONDON SHOPPING CENTRE, ARIEL WAY, LONDON, W12 7GF", "ELECTRICITY SUBSTATION ADJACENT WHITE CITY DEPOT, WOOD LANE, LONDON, W12 7NS", "BO CONCEPT, UNIT SU0204, WESTFIELD LONDON SHOPPING CENTRE, ARIEL WAY, LONDON, W12 7HB", "UNIT SU1106, WESTFIELD LONDON SHOPPING CENTRE, ARIEL WAY, LONDON, W12 7HT", "UNIT SU2223A, WESTFIELD LONDON SHOPPING CENTRE, ARIEL WAY, LONDON, W12 7HT", "UNIT SU1228A, WESTFIELD LONDON SHOPPING CENTRE, ARIEL WAY, LONDON, W12 7HT", "UNIT SU0237, WESTFIELD LONDON SHOPPING CENTRE, ARIEL WAY, LONDON, W12 7HB", "UNIT SU0220, WESTFIELD LONDON SHOPPING CENTRE, ARIEL WAY, LONDON, W12 7HB", "FLYING TIGER, UNIT SU2202, WESTFIELD LONDON SHOPPING CENTRE, ARIEL WAY, LONDON, W12 7HT", "UNIT SU0207, WESTFIELD LONDON SHOPPING CENTRE, ARIEL WAY, LONDON, W12 7HB", "UNIT K2210, WESTFIELD LONDON SHOPPING CENTRE, ARIEL WAY, LONDON, W12 7HT", "BERSHKA, UNIT SU2225, WESTFIELD LONDON SHOPPING CENTRE, ARIEL WAY, LONDON, W12 7HT", "UNIT SU2213, WESTFIELD LONDON SHOPPING CENTRE, ARIEL WAY, LONDON, W12 7HT", "UNIT SU1109, WESTFIELD LONDON SHOPPING CENTRE, ARIEL WAY, LONDON, W12 7FU", "OLE & STEEN, UNIT SU1203, WESTFIELD LONDON SHOPPING CENTRE, ARIEL WAY, LONDON, W12 7HT", "UNIT K1214, WESTFIELD LONDON SHOPPING CENTRE, ARIEL WAY, LONDON, W12 7HT", "PENHALIGONS, UNIT SU1212A, WESTFIELD LONDON SHOPPING CENTRE, ARIEL WAY, LONDON, W12 7HT", "E T M GROUP, UNIT SU0233, WESTFIELD LONDON SHOPPING CENTRE, ARIEL WAY, LONDON, W12 7HB", "UNIT SU1212, WESTFIELD LONDON SHOPPING CENTRE, ARIEL WAY, LONDON, W12 7HT", "2 THE VILLAGE OFFICES, WESTFIELD LONDON SHOPPING CENTRE, ARIEL WAY, LONDON, W12 7GF", "MILLER HARRIS, UNIT SU1204, WESTFIELD LONDON SHOPPING CENTRE, ARIEL WAY, LONDON, W12 7HT", "UNIT SU0206, WESTFIELD LONDON SHOPPING CENTRE, ARIEL WAY, LONDON, W12 7HB", "UNIT SU1215, WESTFIELD LONDON SHOPPING CENTRE, ARIEL WAY, LONDON, W12 7HT", "THE VILLAGE OFFICES, WESTFIELD LONDON SHOPPING CENTRE, ARIEL WAY, LONDON, W12 8AG", "UNIT SU1213A, WESTFIELD LONDON SHOPPING CENTRE, ARIEL WAY, LONDON, W12 7HT", "UNIT SU1217, WESTFIELD LONDON SHOPPING CENTRE, ARIEL WAY, LONDON, W12 7HT", "UNIT SU1229, WESTFIELD LONDON SHOPPING CENTRE, ARIEL WAY, LONDON, W12 7HT", "UNIT SU2228A, WESTFIELD LONDON SHOPPING CENTRE, ARIEL WAY, LONDON, W12 7HT", "UNIT SU1227, WESTFIELD LONDON SHOPPING CENTRE, ARIEL WAY, LONDON, W12 7HT", "PRET A MANGER, UNIT SU2203, WESTFIELD LONDON SHOPPING CENTRE, ARIEL WAY, LONDON, W12 7HT", "MONKI, UNIT SU2211A, WESTFIELD LONDON SHOPPING CENTRE, ARIEL WAY, LONDON, W12 7HT", "UNIT K2202, WESTFIELD LONDON SHOPPING CENTRE, ARIEL WAY, LONDON, W12 7HT", "UNIT SU1202, WESTFIELD LONDON SHOPPING CENTRE, ARIEL WAY, LONDON, W12 7HT", "BOOTS THE CHEMISTS LTD, UNIT SU1225, WESTFIELD LONDON SHOPPING CENTRE, ARIEL WAY, LONDON, W12 7HT", "UNIT SU1231A, WESTFIELD LONDON SHOPPING CENTRE, ARIEL WAY, LONDON, W12 7HT", "STREET RECORD, ARIEL WAY ROUNDABOUT, LONDON, W12 7NS", "UNIT K2201, WESTFIELD LONDON SHOPPING CENTRE, ARIEL WAY, LONDON, W12 7HT", "STORE C - BEAUTY FLOOR, WESTFIELD LONDON SHOPPING CENTRE, ARIEL WAY, LONDON, W12 7GA", "UNIT SU1232A, WESTFIELD LONDON SHOPPING CENTRE, ARIEL WAY, LONDON, W12 7HT", "MANGO, UNIT SU2227A, WESTFIELD LONDON SHOPPING CENTRE, ARIEL WAY, LONDON, W12 7HT", "URBAN REVIVO, UNIT SU2210, WESTFIELD LONDON SHOPPING CENTRE, ARIEL WAY, LONDON, W12 7HT", "PRIMARK, UNIT SU2231, WESTFIELD LONDON SHOPPING CENTRE, ARIEL WAY, LONDON, W12 7HT", "LUSH, UNIT SU2228, WESTFIELD LONDON SHOPPING CENTRE, ARIEL WAY, LONDON, W12 7HT", "KERNEL & ROAST, UNIT 1230, WESTFIELD LONDON SHOPPING CENTRE, ARIEL WAY, LONDON, W12 7GF", "UNIT SU1210A, WESTFIELD LONDON SHOPPING CENTRE, ARIEL WAY, LONDON, W12 7HT", "THE NET-A-PORTER GROUP, 1 THE VILLAGE OFFICES, WESTFIELD LONDON SHOPPING CENTRE, ARIEL WAY, LONDON, W12 7GF", "20, ARIEL WAY, LONDON, W12 8AG"] | White City | Retail | Commercial : Retail : Shop / Showroom |  | FALSE | W12 8AG |  | osgb1000001787337740 | building | FALSE
| im+eYt1daQfxBA3g | 205805.62 | 123.9813 | 1 | CX01 | ["METROPOLITAN POLICE, SHEPHERDS BUSH POLICE STATION, 252, UXBRIDGE ROAD, LONDON, W12 7JA"] | White City | Public buildings | Commercial : Emergency / Rescue Service : Police / Transport Police / Station |  |  | W12 7JA |  | osgb1000003911748 | building | FALSE
| zJv0BZLd38Cdqnu6 | 772065.25 | 405.016 | 28 | CO01 | ["UNIT 1A REAR BASEMENT, WOODSTOCK STUDIOS, 36, WOODSTOCK GROVE, LONDON, W12 8LE", "UNIT 2C, WOODSTOCK STUDIOS, 36, WOODSTOCK GROVE, LONDON, W12 8LE", "FIELDS IN TRUST, UNIT 2D, WOODSTOCK STUDIOS, 36, WOODSTOCK GROVE, LONDON, W12 8LE", "WOODSTOCK STUDIOS, 36, WOODSTOCK GROVE, LONDON, W12 8LE", "UNIT 1K, WOODSTOCK STUDIOS, 36, WOODSTOCK GROVE, LONDON, W12 8LE", "WENDYHOUSE PRODUCTIONS LTD, UNIT 2B, WOODSTOCK STUDIOS, 36, WOODSTOCK GROVE, LONDON, W12 8LE", "UNIT 1A GROUND, WOODSTOCK STUDIOS, 36, WOODSTOCK GROVE, LONDON, W12 8LE", "FLAT 1L, WOODSTOCK STUDIOS, 36, WOODSTOCK GROVE, LONDON, W12 8LE", "UNIT 1A FRONT BASEMENT, WOODSTOCK STUDIOS, 36, WOODSTOCK GROVE, LONDON, W12 8LE", "UNIT 1H, WOODSTOCK STUDIOS, 36, WOODSTOCK GROVE, LONDON, W12 8LE", "JULIEN STOCK, UNIT 2E, WOODSTOCK STUDIOS, 36, WOODSTOCK GROVE, LONDON, W12 8LE", "UNIT 1M, WOODSTOCK STUDIOS, 36, WOODSTOCK GROVE, LONDON, W12 8LE", "WESTWICK MELROSE & CROMWELL LTD, UNIT 1A, WOODSTOCK STUDIOS, 36, WOODSTOCK GROVE, LONDON, W12 8LE", "SAUCE COMMUNICATIONS, UNIT 1B, WOODSTOCK STUDIOS, 36, WOODSTOCK GROVE, LONDON, W12 8LE", "UNIT 2F, WOODSTOCK STUDIOS, 36, WOODSTOCK GROVE, LONDON, W12 8LE", "UNIT 1E, WOODSTOCK STUDIOS, 36, WOODSTOCK GROVE, LONDON, W12 8LE", "UNIT 1C, WOODSTOCK STUDIOS, 36, WOODSTOCK GROVE, LONDON, W12 8LE", "UNIT 2G, WOODSTOCK STUDIOS, 36, WOODSTOCK GROVE, LONDON, W12 8LE", "UNIT 1F, WOODSTOCK STUDIOS, 36, WOODSTOCK GROVE, LONDON, W12 8LE", "UNIT 1G, WOODSTOCK STUDIOS, 36, WOODSTOCK GROVE, LONDON, W12 8LE", "UNIT 1J, WOODSTOCK STUDIOS, 36, WOODSTOCK GROVE, LONDON, W12 8LE", "UNIT 2H, WOODSTOCK STUDIOS, 36, WOODSTOCK GROVE, LONDON, W12 8LE", "UNIT 1N, WOODSTOCK STUDIOS, 36, WOODSTOCK GROVE, LONDON, W12 8LE", "UNIT 1I, WOODSTOCK STUDIOS, 36, WOODSTOCK GROVE, LONDON, W12 8LE", "FLAT 1P, WOODSTOCK STUDIOS, 36, WOODSTOCK GROVE, LONDON, W12 8LE", "LA LENNOXA, UNIT 1D, WOODSTOCK STUDIOS, 36, WOODSTOCK GROVE, LONDON, W12 8LE", "THE GATE HOUSE, WOODSTOCK STUDIOS, 36, WOODSTOCK GROVE, LONDON, W12 8LE", "GALTOCK O M LTD, UNIT 2A, WOODSTOCK STUDIOS, 36, WOODSTOCK GROVE, LONDON, W12 8LE"] | White City | Offices | Commercial : Office : Office / Work Studio |  | FALSE | W12 8LE |  | osgb1000003906534 | building | FALSE
| esr5eaErHoQbx/GL | 255338.36 | 148.5644 | 2 | CR07 | ["CAFE, WOOD LANE UNDERGROUND STATION, WOOD LANE, LONDON, W12 7SB", "WOOD LANE UNDERGROUND STATION, WOOD LANE, LONDON, W12 7SB"] | White City | Education (further and higher) | Commercial : Retail : Restaurant / Cafeteria |  |  | W12 7SB | Wood Lane | osgb1000001787339447 | building | FALSE
| NiTFQ9Zb8eDD/hZY | 98052.914 | 70.5037 | 1 | C | ["5A, UXBRIDGE ROAD, LONDON, W12 8LJ"] | White City | Offices | Commercial |  | FALSE | W12 8LJ |  | osgb1000003907373 | building | FALSE
| DE+dmMlRyj0uDSyA | 12260218 | 6106.586 | 22 | CO01 | ["UNIT 4, WEST WORKS BUILDING, 195, WOOD LANE, LONDON, W12 7FQ", "THE COMMUNICATIONS STORE, 195, WOOD LANE, LONDON, W12 7FQ", "NOVARTIS PHARMACEUTICALS UK LTD, WEST WORKS BUILDING, 195, WOOD LANE, LONDON, W12 7FQ", "UNDERGROUND CAR PARK AT FORMER 201, WOOD LANE, LONDON, W12 7FQ", "PART FOURTH FLOOR, WEST WORKS BUILDING, 195, WOOD LANE, LONDON, W12 7FQ", "THE COLLECTIVE DAIRY, WEST WORKS BUILDING, 195, WOOD LANE, LONDON, W12 7FQ", "UNIT 2A, WEST WORKS BUILDING, 195, WOOD LANE, LONDON, W12 7FQ", "STUDIO LAGREE (UK) LTD, UNIT 1B, WEST WORKS BUILDING, 195, WOOD LANE, LONDON, W12 7FQ", "UNIT 6, WEST WORKS BUILDING, 195, WOOD LANE, LONDON, W12 7FQ", "UNIT 5, WEST WORKS BUILDING, 195, WOOD LANE, LONDON, W12 7FQ", "WHITE CITY PLACE, WEST WORKS BUILDING, 195, WOOD LANE, LONDON, W12 7FQ", "SUITE 16, WEST WORKS BUILDING, 195, WOOD LANE, LONDON, W12 7FQ", "UNIT 1A, WEST WORKS BUILDING, 195, WOOD LANE, LONDON, W12 7FQ", "FIRST FLOOR SOUTH, WEST WORKS BUILDING, 195, WOOD LANE, LONDON, W12 7FQ", "UNIT 14, WEST WORKS BUILDING, 195, WOOD LANE, LONDON, W12 7FQ", "ANTHROPICS TECHNOLOGY LTD, UNIT 8, WEST WORKS BUILDING, 195, WOOD LANE, LONDON, W12 7FQ", "PART FIRST FLOOR, WEST WORKS BUILDING, 195, WOOD LANE, LONDON, W12 7FQ", "PARKER LANE LTD, WEST WORKS BUILDING, 195, WOOD LANE, LONDON, W12 7FQ", "JELLYCAT LTD, WEST WORKS BUILDING, 195, WOOD LANE, LONDON, W12 7FQ", "ONE WEB, WEST WORKS BUILDING, 195, WOOD LANE, LONDON, W12 7FQ", "SYNTHACE LTD, WEST WORKS BUILDING, 195, WOOD LANE, LONDON, W12 7FQ", "MANAGERS OFFICE, WEST WORKS BUILDING, 195, WOOD LANE, LONDON, W12 7FQ"] | White City | Offices | Commercial : Office : Office / Work Studio |  |  | W12 7FQ |  | osgb1000042071385 | building | FALSE
| SClh0XkY1gZwdL0v | 7440.1167 | 25.5325 | 1 |  |  | White City | [5 empty] | 40 | osgb1000003907668 | building | FALSE
| PrcJ/PNKs5dmpiNe | 491533.34 | 265.788 | 1 | CO02 | ["BRITISH BROADCASTING CORPORATION, 201, WOOD LANE, LONDON, W12 7TQ"] | White City | Offices | Commercial : Office : Broadcasting (TV / Radio) |  |  | W12 7TQ |  | osgb1000001787244423 | building | FALSE
| GhpA7TaRv+gdbPw3 | 24849.87 | 34.173 | 3 | RD | ["3, MINFORD GARDENS, LONDON, W14 0AN", "3A, MINFORD GARDENS, LONDON, W14 0AN", "HOUSE EXCLUDING BASEMENT, 3, MINFORD GARDENS, LONDON, W14 0AN"] | White City | Domestic | Residential : Dwelling |  | FALSE | W14 0AN |  | osgb1000003906307 | building | FALSE
| 0nZpFpafnMGHti4y | 17810100 | 8860.993 | 25 | C | ["UNIT 1092, WHITE CITY DEVELOPMENT SITE, ARIEL WAY, LONDON, W12 8AG", "UNIT 1159, WHITE CITY DEVELOPMENT SITE, ARIEL WAY, LONDON, W12 8AG", "UNIT 2081, WHITE CITY DEVELOPMENT SITE, ARIEL WAY, LONDON, W12 8AG", "UNIT 1114, WHITE CITY DEVELOPMENT SITE, ARIEL WAY, LONDON, W12 8AG", "UNITS 2062 - 2063, WHITE CITY DEVELOPMENT SITE, ARIEL WAY, LONDON, W12 8AG", "UNIT 1090/1091, WHITE CITY DEVELOPMENT SITE, ARIEL WAY, LONDON, W12 8AG", "UNIT 1050A, WHITE CITY DEVELOPMENT SITE, WOOD LANE, LONDON, W12 8AG", "UNIT 2113, WHITE CITY DEVELOPMENT SITE, WOOD LANE, LONDON, W12 8AG", "UNIT 2047, WHITE CITY DEVELOPMENT SITE, WOOD LANE, LONDON, W12 8AG", "WHITE CITY DEVELOPMENT SITE, ARIEL WAY, LONDON, W12 8AG", "UNIT 1143A, WHITE CITY DEVELOPMENT SITE, ARIEL WAY, LONDON, W12 8AG", "UNIT 1032, WHITE CITY DEVELOPMENT SITE, WOOD LANE, LONDON, W12 8AG", "UNIT 1054 TO 1055, WHITE CITY DEVELOPMENT SITE, ARIEL WAY, LONDON, W12 8AG", "UNIT 1094/1095, WHITE CITY DEVELOPMENT SITE, ARIEL WAY, LONDON, W12 8AG", "UNIT 1083, WHITE CITY DEVELOPMENT SITE, ARIEL WAY, LONDON, W12 8AG", "WHITE CITY DEVELOPMENT SITE, WOOD LANE, LONDON, W12 8AG", "UNIT 1012, WHITE CITY DEVELOPMENT SITE, ARIEL WAY, LONDON, W12 8AG", "UNIT 2068, WHITE CITY DEVELOPMENT SITE, WOOD LANE, LONDON, W12 8AG", "UNIT 3126, WHITE CITY DEVELOPMENT SITE, ARIEL WAY, LONDON, W12 8AG", "UNIT 2072/2073, WHITE CITY DEVELOPMENT SITE, ARIEL WAY, LONDON, W12 8AG", "UNIT 1125/1126, WHITE CITY DEVELOPMENT SITE, ARIEL WAY, LONDON, W12 8AG", "UNIT 1142A, WHITE CITY DEVELOPMENT SITE, ARIEL WAY, LONDON, W12 8AG", "UNIT 2106, WHITE CITY DEVELOPMENT SITE, ARIEL WAY, LONDON, W12 8AG", "UNIT 1074, WHITE CITY DEVELOPMENT SITE, ARIEL WAY, LONDON, W12 8AG", "UNITS 3043 - 3048, WHITE CITY DEVELOPMENT SITE, ARIEL WAY, LONDON, W12 8AG"] | White City | Offices | Commercial |  |  | W12 8AG |  | osgb1000001787337742 | building | FALSE
| XF67UR//AwjdAd0D | 158081.47 | 100.2958 | 1 | CH03 | ["128, HOLLAND ROAD, LONDON, W14 8BD"] | White City | Hotels | Commercial : Hotel / Motel / Boarding / Guest House : Hotel/Motel |  | FALSE | W14 8BD |  | osgb1000041930143 | building | FALSE
| 9sGlNguqOM+PK4N/ | 710826.6 | 374.6233 | 5 | CR02 | ["ATM SITE, WHITE CITY UNDERGROUND STATION, WOOD LANE, LONDON, W12 7RH", "EATS & BITS, WHITE CITY STATION, WOOD LANE, LONDON, W12 7RH", "CHRISTIES CAR SERVICES, 60A, WOOD LANE, LONDON, W12 7RH", "KIOSK AT WHITE CITY UNDERGROUND STATION, WOOD LANE, LONDON, W12 7RH", "LONDON UNDERGROUND LTD, WHITE CITY STATION, WOOD LANE, LONDON, W12 7RH"] | White City | Offices | Commercial : Retail : Automated Teller Machine (ATM) |  |  | W12 7RH | White City | osgb1000042071353 | building | FALSE
| ZyTgmic1Eda+l+hJ | 609288 | 324.2296 | 3 | CE | ["89A, ADDISON ROAD, LONDON, W14 8BZ", "THE VAUGHAN SPORTS FOUNDATION, 89, ADDISON ROAD, LONDON, W14 8BZ", "CARDINAL VAUGHAN MEMORIAL SCHOOL, 89, ADDISON ROAD, LONDON, W14 8BZ"] | White City | Education (Higher) | Commercial : Education | CORPORATE | FALSE | W14 8BZ | The Cardinal Vaughan Memorial RC School | osgb1000041929942 | building | FALSE
| pvgxmkXYP8UXfjce | 171917.45 | 107.1626 | 1 | CO01 | ["HAMMERSMITH NORTH HOUSING OFFICE, NEW ZEALAND WAY, WHITE CITY ESTATE, LONDON, W12 7QR"] | White City | Offices | Commercial : Office : Office / Work Studio |  |  | W12 7QR |  | osgb1000042030855 | building | FALSE
| 2czOWcGKMgHdXeLp | 6811882 | 3402.5771 | 1 | CL07 | ["DORSETT SHEPHERDS BUSH, 58, SHEPHERDS BUSH GREEN, LONDON, W12 8QE"] | White City | Entertainment | Commercial : Leisure - Applicable to recreational sites and enterprises : Bingo Hall / Cinema / Conference / Exhibition Centre / Theatre / Concert Hall |  |  | W12 8QE |  | osgb1000003907356 | building | FALSE
| rn1pNAx9aMWNS2JX | 356903.7 | 198.9713 | 1 | ZW99CH | ["ST. SIMON'S CHURCH, ROCKLEY ROAD, LONDON, W14 0DA"] | White City | Public buildings | Object of Interest : Place Of Worship : Church |  |  | W14 0DA |  | osgb1000003906303 | building | FALSE
| iQYxGm31+9COpppJ | 167081.47 | 104.7625 | 2 | C | ["IBIS HOTEL, 3-5, ROCKLEY ROAD, LONDON, W14 0DJ", "PIZZA EXPRESS, 7, ROCKLEY ROAD, LONDON, W14 0DJ"] | White City | Offices | Commercial |  | FALSE | W14 0DJ |  | osgb1000003906125 | building | FALSE
| V1kh7ItIG0dJLDW7 | 16741.92 | 30.149 | 1 | RD02 | ["80A, BLOEMFONTEIN ROAD, LONDON, W12 7DB"] | White City | Domestic | Residential : Dwelling : Detached |  | FALSE | W12 7DB |  | osgb1000042030573 | building | FALSE
| bRPD7RkRJ9MxZ3oy | 61321.32 | 52.2738 | 1 |  |  | White City | [5 empty] | Phoenix High School | osgb5000005104560782 | building | FALSE
| 4/T+0xPa+GTp1sde | 5189.219 | 24.4154 | 1 | C | ["50, REDAN STREET, LONDON, W14 0AB"] | White City | Offices | Commercial |  | FALSE | W14 0AB |  | osgb1000003908874 | building | FALSE
| 5yDqbB4q/TSNU5ID | 466990.16 | 253.6072 | 3 | CR07 | ["182, UXBRIDGE ROAD, LONDON, W12 7JP", "JOBCENTRE PLUS, 176-180, UXBRIDGE ROAD, LONDON, W12 7JP", "184, UXBRIDGE ROAD, LONDON, W12 7JP"] | White City | Education (further and higher) | Commercial : Retail : Restaurant / Cafeteria |  | FALSE | W12 7JP |  | osgb1000003907795 | building | FALSE
| QQSQfoMjquBAzI8Y | 7453.37 | 25.5391 | 1 |  |  | White City | [5 empty] | Phoenix High School | osgb1000042030615 | building | FALSE
| 14JkECRUj9eyr1zW | 1199568.8 | 617.186 | 1 | CE01 | ["40, LIME GROVE, LONDON, W12 8EA"] | White City | Education (Higher) | Commercial : Education : College |  | FALSE | W12 8EA | 40 | osgb1000003907670 | building | FALSE
| QKoB9z9D0Ba2rOxp | 871283.2 | 454.2578 | 1 | CO01 | ["11, DORANDO CLOSE, LONDON, W12 7FN"] | White City | Offices | Commercial : Office : Office / Work Studio |  | FALSE | W12 7FN |  | osgb1000001787244421 | building | FALSE
| jBFefIJ8cOoDmc5B | 160832.34 | 101.6611 | 1 |  |  | White City | [5 empty] | Phoenix High School | osgb1000042031168 | building | FALSE
| q24ckPrmKr4EAyeI | 7923.426 | 25.7724 | 1 |  |  | White City | [5 empty] | Phoenix High School | osgb1000001787313966 | building | FALSE
| 1AiVMl+yXzKfuSNS | 204163.83 | 123.1665 | 1 | CL06 | ["WHITE CITY ADVENTURE PLAYGROUND, AUSTRALIA ROAD, LONDON, W12 7PH"] | White City | Sports and recreation | Commercial : Leisure - Applicable to recreational sites and enterprises : Indoor / Outdoor Leisure / Sporting Activity / Centre |  |  | W12 7PH |  | osgb1000042030794 | building | FALSE
| S3PZ8PSjk4kZkTsC | 7440.1167 | 25.5325 | 1 |  |  | White City | [5 empty] | Cambridge School | osgb5000005256582937 | building | FALSE
| sQ/ezO6hxY8CjHdk | 296657.3 | 169.071 | 3 | CR08 | ["MAIL BOXES ETC, 1, ROCKLEY ROAD, LONDON, W14 0DJ", "32, SHEPHERD'S BUSH GREEN, LONDON, W14 0DJ", "31, SHEPHERDS BUSH GREEN, LONDON, W12 8PH"] | White City | Retail | Commercial : Retail : Shop / Showroom |  | FALSE | W14 0DJ |  | osgb5000005142631294 | building | FALSE
| FSaw2n9Bf8//P2zg | 19401318 | 9650.714 | 6 | CL06 | ["QUEENS PARK RANGERS FOOTBALL & ATHLETIC CLUB LTD, SOUTH AFRICA ROAD, LONDON, W12 7PJ", "FIRST FLOOR, RANGERS STADIUM, SOUTH AFRICA ROAD, LONDON, W12 7PA", "THIRD FLOOR, RANGERS STADIUM, SOUTH AFRICA ROAD, LONDON, W12 7PA", "COMMUNICATION STATION, RANGERS STADIUM, SOUTH AFRICA ROAD, LONDON, W12 7PJ", "SECOND FLOOR, RANGERS STADIUM, SOUTH AFRICA ROAD, LONDON, W12 7PA", "GROUND FLOOR, RANGERS STADIUM, SOUTH AFRICA ROAD, LONDON, W12 7PA"] | White City | Sports and recreation | Commercial : Leisure - Applicable to recreational sites and enterprises : Indoor / Outdoor Leisure / Sporting Activity / Centre |  |  | W12 7PJ |  | osgb1000042031616 | building | FALSE
| jZncG6wSutuXXVXe | 7500.353 | 25.5624 | 1 |  |  | White City | [5 empty] | Miles Coverdale Primary School | osgb5000005142989005 | building | FALSE
| 6Dicy3WW7Eg/q3QZ | 3024872 | 1523.084 | 1 | CL06DS | ["PHOENIX FITNESS CENTRE & JANET ADEGOKE SWIMMING POOL, PHOENIX CLOSE, LONDON, W12 7DN"] | White City | Sports and recreation | Commercial : Leisure - Applicable to recreational sites and enterprises : Indoor / Outdoor Leisure / Sporting Activity / Centre : Diving / Swimming Facility |  |  | W12 7DN | Phoenix High School | osgb1000001787313910 | building | FALSE
| KjbW78zB7s0y4rat | 2995525.8 | 1508.5194 | 5 | OR04 | ["OFFICE, 201, WOOD LANE, LONDON, W12 7TQ", "THE ATHENIAN, MEDIA VILLAGE, 201, WOOD LANE, LONDON, W12 7TU", "YOOX NET A PORTER, MEDIA VILLAGE, 201, WOOD LANE, LONDON, W12 7TU", "TELECOMMUNICATIONS NETWORK, 201, WOOD LANE, LONDON, W12 7TQ", "201, WOOD LANE, LONDON, W12 7TQ"] | White City |  | Other (Ordnance Survey Only) : Royal Mail Infrastructure : Additional Mail / Packet Addressee |  |  | W12 7TU |  | osgb1000001787244420 | building | FALSE
| F/Ii26vZKjcLNp6/ | 19680.291 | 31.6073 | 1 | RD | ["24, MILSON ROAD, LONDON, W14 0LJ"] | White City | Domestic | Residential : Dwelling |  | FALSE | W14 0LJ |  | osgb1000003908618 | building | FALSE
| 2U9Wly3V+fxys3Ge | 3175963 | 1598.0704 | 2 | CH03 | ["COMMUNICATION STATION, K WEST HOTEL, RICHMOND WAY, LONDON, W14 0AY", "K WEST HOTEL, RICHMOND WAY, LONDON, W14 0AX"] | White City | Hotels | Commercial : Hotel / Motel / Boarding / Guest House : Hotel/Motel |  |  | W14 0AY |  | osgb1000003906484 | building | FALSE
| /5AdaXjbCWeK3lQT | 593273.94 | 316.2818 | 3 | CE02 | ["ST. JOHN THE BAPTIST CHURCH, HOLLAND ROAD, LONDON, W14 8AH", "ROSE CLINIC PERFORMANCE PHYSIOTHERAPY LTD, THE CRYPT, ST. JOHN THE BAPTIST CHURCH, HOLLAND ROAD, LONDON, W14 8AH", "CRYPT, ST JOHN THE BAPTISTS CHURCH, HOLLAND ROAD, LONDON, W14 8AH"] | White City | Education (schools) | Commercial : Education : Children’s Nursery / Crèche |  |  | W14 8AH |  | osgb1000041930096 | building | FALSE
| OdgM+AaoVNu/p1ro | 19339.148 | 31.438 | 2 | RD | ["7, HOPGOOD STREET, LONDON, W12 7JU", "7A, HOPGOOD STREET, LONDON, W12 7JU"] | White City | Domestic | Residential : Dwelling |  | FALSE | W12 7JU |  | osgb1000003912232 | building | FALSE
| +S1iStIgUX5HZhLf | 103714.04 | 73.3133 | 1 | CM02HC | ["1-13, MILSON ROAD, LONDON, W14 0LJ"] | White City | Primary health care (general practitioners surgeries and dental practices) | Commercial : Medical : General Practice Surgery / Clinic : Health Centre |  | FALSE | W14 0LJ |  | osgb1000003908587 | building | FALSE
| lHPIWaLoZUVpKsPq | 8222.398 | 25.9208 | 1 |  |  | White City | [5 empty] | Phoenix High School | osgb1000001787313973 | building | FALSE
| fbdweiA4YBSPBIFg | 20867.715 | 32.1966 | 7 | RD06 | ["48, MINFORD GARDENS, LONDON, W14 0AP", "46, MINFORD GARDENS, LONDON, W14 0AN", "BASEMENT, 46, MINFORD GARDENS, LONDON, W14 0AN", "FLAT SECOND FLOOR, 46, MINFORD GARDENS, LONDON, W14 0AN", "FLAT FIRST FLOOR, 46, MINFORD GARDENS, LONDON, W14 0AN", "48V, MINFORD GARDENS, LONDON, W14 0AW", "48-50, MINFORD GARDENS, LONDON, W14 0AN"] | White City | Domestic | Residential : Dwelling : Self Contained Flat (Includes Maisonette / Apartment) | COUNCIL | FALSE | W14 0AW |  | osgb1000003906274 | building | FALSE
| 8qtEdy3BbXzBWGm8 | 236095.08 | 139.014 | 2 | CO01 | ["UNIPEC UK CO LTD, LAWN HOUSE, 74, SHEPHERDS BUSH GREEN, LONDON, W12 8QE", "PART GROUND AND FIRST - FOURTH FLOORS, LAWN HOUSE, 74, SHEPHERD'S BUSH GREEN, LONDON, W12 8QE"] | White City | Offices | Commercial : Office : Office / Work Studio |  |  | W12 8QE |  | osgb1000003907401 | building | FALSE
| yRYOZevo2D6rBNWK | 1797234.5 | 913.8075 | 4 | CR08 | ["CINEMA, WEST 12 SHOPPING CENTRE, SHEPHERD'S BUSH GREEN, LONDON, W12 8PP", "UNIT 1 - THE LINKS, WEST 12 SHOPPING CENTRE, SHEPHERD'S BUSH GREEN, LONDON, W12 8PP", "2A-2B, WEST 12 SHOPPING CENTRE, SHEPHERD'S BUSH GREEN, LONDON, W12 8PP", "UNIT 3 - THE LINKS, WEST 12 SHOPPING CENTRE, SHEPHERD'S BUSH GREEN, LONDON, W12 8PP"] | White City | Retail | Commercial : Retail : Shop / Showroom |  |  | W12 8PP |  | osgb1000001795905678 | building | FALSE
| zykEvrH/6godhvGS | 9797834 | 4884.505 | 17 | CO01 | ["OFFICE A PART GROUND FLOOR, MEDIA WORKS BUILDING, 191, WOOD LANE, LONDON, W12 7FP", "FIRST AND OFFICE B PART SECOND FLOOR, MEDIA WORKS BUILDING, 191, WOOD LANE, LONDON, W12 7FP", "WHITE CITY PLACE, MEDIA WORKS BUILDING, 191, WOOD LANE, LONDON, W12 7FP", "UNIT 2, MEDIA WORKS BUILDING, 191, WOOD LANE, LONDON, W12 7FP", "UNIT 5, MEDIA WORKS BUILDING, 191, WOOD LANE, LONDON, W12 7FP", "TONIC15, MEDIA WORKS BUILDING, 191, WOOD LANE, LONDON, W12 7FP", "UNIT 3 AND 4, MEDIA WORKS BUILDING, 191, WOOD LANE, LONDON, W12 7FP", "UNIT 9, MEDIA WORKS BUILDING, 191, WOOD LANE, LONDON, W12 7FP", "UNIT 1, MEDIA WORKS BUILDING, 191, WOOD LANE, LONDON, W12 7FP", "UNIT 11, MEDIA WORKS BUILDING, 191, WOOD LANE, LONDON, W12 7FP", "YNAP TECH HUB, UNIT 6, MEDIA WORKS BUILDING, 191, WOOD LANE, LONDON, W12 7FP", "UNIT 7, MEDIA WORKS BUILDING, 191, WOOD LANE, LONDON, W12 7FP", "OFFICE B PART GROUND FLOOR, MEDIA WORKS BUILDING, 191, WOOD LANE, LONDON, W12 7FP", "ROCK & RAW LTD, MEDIA WORKS BUILDING, 191, WOOD LANE, LONDON, W12 7FP", "MEDIA WORKS BUILDING, 191, WOOD LANE, LONDON, W12 7FP", "HUCKLETREE WEST, MEDIA WORKS BUILDING, 191, WOOD LANE, LONDON, W12 7FP", "OLIVER BONAS STORES, UNIT 8, MEDIA WORKS BUILDING, 191, WOOD LANE, LONDON, W12 7FP"] | White City | Offices | Commercial : Office : Office / Work Studio |  |  | W12 7FP |  | osgb1000001787244528 | building | FALSE
| M6NDebNY+MyocxG1 | 263405.6 | 152.5682 | 1 | CE02 | ["THE RANDOLPH BERESFORD EARLY YEARS CENTRE, AUSTRALIA ROAD, LONDON, W12 7PH"] | White City | Education (schools) | Commercial : Education : Children’s Nursery / Crèche | CORPORATE |  | W12 7PH |  | osgb1000042030476 | building | FALSE
| npJEvLnZ1gWs4lTV | 240600.73 | 141.2501 | 1 | CC04 | ["BLYTHE NEIGHBOURHOOD COUNCIL, MASBRO CENTRE, 87, MASBRO ROAD, LONDON, W14 0LR"] | White City | Local authority buildings | Commercial : Community Services : Public / Village Hall / Other Community Facility |  |  | W14 0LR |  | osgb1000003908586 | building | FALSE
| 58kY34AP1draSs7Z | 7712.5293 | 25.6677 | 1 |  |  | White City | [5 empty] | Phoenix High School | osgb1000042031174 | building | FALSE
| MCT//yxFJ4u36j33 | 370161.06 | 205.5509 | 6 | C | ["ATM, 25-27, SHEPHERD'S BUSH GREEN, LONDON, W12 8PH", "30, SHEPHERD'S BUSH GREEN, LONDON, W14 0DJ", "24, SHEPHERDS BUSH GREEN, LONDON, W12 8PH", "HEADMASTERS LTD, 29, SHEPHERDS BUSH GREEN, LONDON, W12 8PH", "NATWEST, 25, SHEPHERDS BUSH GREEN, LONDON, W12 8PR", "SKIN CLINICS, 28, SHEPHERDS BUSH GREEN, LONDON, W12 8PH"] | White City | Offices | Commercial |  | FALSE | W14 0DJ |  | osgb1000003906019 | building | FALSE
| rhL2l600hOZ5t4+Z | 28019.586 | 35.7461 | 1 |  |  | White City | [5 empty] | Miles Coverdale Primary School | osgb1000003907661 | building | FALSE
| lPwOM2ba/andBCjY | 67435.49 | 55.3082 | 1 | CC | ["THE NORTH AREA COMMUNITY EDUCATION CENTRE, 61, BRYONY ROAD, LONDON, W12 0SP"] | White City | Local authority buildings | Commercial : Community Services |  |  | W12 0SP |  | osgb1000042031165 | building | FALSE
| R/vBDAdqnUkBwEtf | 137677.47 | 90.1693 | 1 | CR06 | ["QUEENS TAVERN, 51, SOUTH AFRICA ROAD, LONDON, W12 7PA"] | White City | Education (further and higher) | Commercial : Retail : Public House / Bar / Nightclub |  | FALSE | W12 7PA |  | osgb1000042030423 | building | FALSE
| VhV9tapaUB+Kwmb4 | 94708.234 | 68.8437 | 10 | RD06 | ["17-22, ARLINGTON HOUSE, TUNIS ROAD, LONDON, W12 7EP", "AYAM ZAMAN, 258, UXBRIDGE ROAD, LONDON, W12 7JA", "FLAT 22, ARLINGTON HOUSE, TUNIS ROAD, LONDON, W12 7EP", "FLAT 17, ARLINGTON HOUSE, TUNIS ROAD, LONDON, W12 7EP", "FLAT 21, ARLINGTON HOUSE, TUNIS ROAD, LONDON, W12 7EP", "AL-DIMASHQI, 260-262, UXBRIDGE ROAD, LONDON, W12 7JA", "FLAT 20, ARLINGTON HOUSE, TUNIS ROAD, LONDON, W12 7EP", "FLAT 18, ARLINGTON HOUSE, TUNIS ROAD, LONDON, W12 7EP", "COMMUNICATION STATION AT 258-262, UXBRIDGE ROAD, LONDON, W12 7JA", "FLAT 19, ARLINGTON HOUSE, TUNIS ROAD, LONDON, W12 7EP"] | White City | Domestic | Residential : Dwelling : Self Contained Flat (Includes Maisonette / Apartment) | LEASEHOLD | FALSE | W12 7JA |  | osgb1000042032149 | building | FALSE
| gwPefbvbvR7B7XMp | 14904.642 | 29.2372 | 1 | RD | ["31, REDAN STREET, LONDON, W14 0AB"] | White City | Domestic | Residential : Dwelling |  | FALSE | W14 0AB |  | osgb1000003908521 | building | FALSE

## Pipe data inputs
2 | Pipe data
| ID | Diameter | Losses | kW | Length | Surface | Diversity | Category | area_fid | area_name | cost_category | form | hierarchy
| obbjm8gYsTWhRkpa | 80 | 609.1356 | 562.9321 | 2.5725 | Hard (default) | 0.65 |  | 3 | White City | residential | single carriageway | local road
| FfBO9lUdsLtcb18x | 125 | 1056.4407 | 1647.9596 | 3.7837 | Hard (default) | 0.63 |  | 3 | White City | soft | path | path
| 2hciEoBuWwFvxK7Y | 250 | 3892.5649 | 13386.7485 | 10.7136 | Hard (default) | 0.63 |  | 3 | White City | residential | single carriageway | local road
| ginuvm0p7NimglVW | 65 | 4673.7772 | 366.3403 | 21.8202 | Hard (default) | 0.74827 |  | 3 | White City | soft | single carriageway | local road
| RMVuXx2w1zNDcnaH | 20 | 966.2337 | 2 | 8.2527 | Hard (default) | 1 |  | 3 | White City | soft | path | path
| Ix+ibQKMkSGwrB8x | 80 | 527.9554 | 617.186 | 2.1998 | Hard (default) | 0.7295 |  | 3 | White City | residential | single carriageway | local road
| lcnsEp/zzE56N5gl | 125 | 1583.5136 | 1647.9596 | 5.6715 | Hard (default) | 0.63 |  | 3 | White City | non-highway | path | path
| PV01E/woIySf4ywr | 100 | 5807.6034 | 1483.2 | 21.1151 | Hard (default) | 1 |  | 3 | White City | residential | dual carriageway | local access road
| 9q0QcIOp7hPW70Dy | 200 | 2359.1903 | 5647.4477 | 7.2149 | Hard (default) | 1 |  | 3 | White City | soft | single carriageway | local road
| 03kLrdZ29bVv++4X | 250 | 10774.2123 | 8542.2398 | 31.1882 | Hard (default) | 1 |  | 3 | White City | residential | single carriageway | minor road
| YyTLL3bI7Grw59Tx | 400 | 4.1378 | 27339.5091 | 0.010584 | Hard (default) | 0.62 |  | 3 | White City | non-highway | path | path
| vqVO+lITa9xGnSuY | 40 | 268.2089 | 100.2958 | 1.5849 | Hard (default) | 1 |  | 3 | White City | city-centre | single carriageway | a road primary
| s+xEjeBco/bmY8zw | 65 | 16.1113 | 479.3174 | 0.069874 | Hard (default) | 0.7 |  | 3 | White City | non-highway | path | path
| +vDpF7OJJg3328rv | 25 | 803.2547 | 25.5461 | 6.7873 | Hard (default) | 0.81 | Connector
| GGfASWfP5FOGBMRu | 125 | 2108.4034 | 1647.9596 | 7.5514 | Hard (default) | 0.63 |  | 3 | White City | non-highway | path | path
| fkAJeUL4lI5H9R2s | 80 | 1284.274 | 562.9321 | 5.4238 | Hard (default) | 0.65 |  | 3 | White City | residential | single carriageway | local road
| FJtss87dwl2CzmGt | 50 | 1127.7228 | 148.3885 | 6.0767 | Hard (default) | 0.65 |  | 3 | White City | residential | single carriageway | local road
| DPy2nBDFSRLTCZ6G | 20 | 849.8567 | 2 | 7.2587 | Hard (default) | 1 |  | 3 | White City | city-centre | single carriageway | a road
| r96/Bo7Pp1aGqI1j | 80 | 936.1756 | 617.186 | 3.9007 | Hard (default) | 0.7295 |  | 3 | White City | residential | single carriageway | local road
| uGWdX7TcRMi6e2Ty | 20 | 276.889 | 2.916 | 1.8644 | Hard (default) | 1 |  | 3 | White City | residential | single carriageway | local road
| yqJc0rkyGQNF6CNC | 150 | 12851.6316 | 3116.0971 | 42.206 | Hard (default) | 0.63 |  | 3 | White City | residential | single carriageway | local road
| puNZ6UtHGJGs8oMS | 150 | 5364.9481 | 3529.0716 | 17.3311 | Hard (default) | 0.63 |  | 3 | White City | non-highway | single carriageway | restricted local access road
| TkUfqIZ+QlIN2Rtf | 80 | 218.5869 | 562.9321 | 0.92314 | Hard (default) | 0.65 |  | 3 | White City | residential | single carriageway | local road
| bydVFtiJ0ctgBRn5 | 200 | 3039.0929 | 5649.9865 | 9.2936 | Hard (default) | 1 |  | 3 | White City | soft | single carriageway | minor road
| 7Xp9sQU83y5XGkuN | 400 | 283.7332 | 26893.9839 | 0.72684 | Hard (default) | 0.62 |  | 3 | White City | city-centre | single carriageway | a road
| 70HUp6zAPTfKyapR | 100 | 4792.1573 | 1483.2 | 17.4231 | Hard (default) | 1 |  | 3 | White City | motorway | dual carriageway | a road
| ff27xNNk/KFn3qt+ | 20 | 598.4684 | 1.6231 | 5.1116 | Hard (default) | 1 |  | 3 | White City | soft | single carriageway | local road
| lQn7hP3JWTDqculj | 200 | 4597.4426 | 5175.2299 | 14.2065 | Hard (default) | 0.64 |  | 3 | White City | city-centre | single carriageway | a road
| bcncOmdfPrj9fjBX | 80 | 5616.9512 | 720.4799 | 24.7477 | Hard (default) | 1 |  | 3 | White City | motorway | dual carriageway | a road primary
| cbJrtHrg6wwtO8uj | 20 | 17729.3583 | 3.1871 | 151.4288 | Hard (default) | 1 |  | 3 | White City | soft | path | path
| BotnE0tRJOtf+31y | 65 | 1181.1464 | 366.3403 | 5.5144 | Hard (default) | 0.74827 |  | 3 | White City | residential | single carriageway | local road
| Agu0JAuQtzSVD/Vb | 40 | 820.0215 | 100.2958 | 4.8457 | Hard (default) | 1 |  | 3 | White City | city-centre | single carriageway | a road primary
| WZ68dWy+oSPYAwoQ | 65 | 3832.6861 | 324.2296 | 17.8935 | Hard (default) | 0.75 | Connector
| cQICzthvazc7od4L | 100 | 3370.0009 | 1483.2 | 12.2525 | Hard (default) | 1 |  | 3 | White City | motorway | dual carriageway | a road
| vfXUPQ7uXqH0tqax | 400 | 1780.3951 | 27339.5091 | 4.5543 | Hard (default) | 0.62 |  | 3 | White City | soft | path | path
| dIIaJf2FavuuxI5L | 40 | 130.5345 | 139.014 | 0.71549 | Hard (default) | 0.81 | Connector
| K4GCVJXYymiUyb/E | 80 | 1381.9789 | 709.6362 | 6.0889 | Hard (default) | 1 |  | 3 | White City | soft | slip road | a road primary
| pB9OJgQVC/Sn5oFs | 80 | 6523.8981 | 617.186 | 27.1826 | Hard (default) | 0.7295 |  | 3 | White City | city-centre | single carriageway | a road
| t5o8WxAquslCIFp2 | 200 | 1746.5557 | 5647.4477 | 5.3413 | Hard (default) | 1 |  | 3 | White City | residential | single carriageway | local road
| ZnTIHbWCzQUiz46K | 125 | 4197.64 | 2448.1712 | 14.2168 | Hard (default) | 0.63 |  | 3 | White City | residential | single carriageway | local road
| Gu7WW6H/BIl2cOTT | 50 | 396.0126 | 148.3885 | 2.1339 | Hard (default) | 0.65 |  | 3 | White City | residential | single carriageway | local road
| 6K0xQaVwJDFEvt4g | 20 | 253.0241 | 2 | 2.1611 | Hard (default) | 1 |  | 3 | White City | soft | single carriageway | a road
| 97LU/GJHjytQgSYD | 40 | 252.0748 | 119.4574 | 1.4341 | Hard (default) | 0.81 |  | 3 | White City | soft | single carriageway | local road
| yYhhniuwd54yzNZy | 20 | 1271.4878 | 2 | 10.8599 | Hard (default) | 1 |  | 3 | White City | city-centre | single carriageway | a road
| WAi51fsHa7OMYjBl | 20 | 2581.0014 | 1 | 22.0447 | Hard (default) | 1 |  | 3 | White City | residential | enclosed traffic area | local access road
| sgIQQfdWW+kaLUOl | 40 | 2470.256 | 83.6016 | 13.7936 | Hard (default) | 0.81 |  | 3 | White City | city-centre | single carriageway | a road primary
| ziAcyhmBIfKG9afK | 80 | 6784.1685 | 709.6362 | 29.8904 | Hard (default) | 1 |  | 3 | White City | city-centre | slip road | a road primary
| 5u+Q/yaf6tSUuDiH | 125 | 1571.0702 | 1523.084 | 5.6779 | Hard (default) | 0.80548 |  | 3 | White City | residential | single carriageway | minor road
| nqyHr6BK8NNIlg4V | 80 | 1044.3979 | 617.186 | 4.3516 | Hard (default) | 0.7295 |  | 3 | White City | residential | single carriageway | local road
| xYytH2rzpzBJqHpP | 25 | 901.0003 | 25.5461 | 7.6133 | Hard (default) | 0.81 |  | 3 | White City | residential | single carriageway | local road
| AblY6FIJIl9447qs | 200 | 2001.8335 | 5825.9936 | 6.1022 | Hard (default) | 1 |  | 3 | White City | city-centre | single carriageway | a road
| kcNRQ9CotlqCTN73 | 80 | 1489.2622 | 562.9321 | 6.2895 | Hard (default) | 0.65 |  | 3 | White City | residential | single carriageway | local road
| LdGnLcQMknyuUajC | 65 | 3466.0963 | 263.8687 | 16.6785 | Hard (default) | 0.7 |  | 3 | White City | city-centre | single carriageway | a road
| VHOeiTJ/ais4nZS9 | 200 | 3437.5104 | 5175.2299 | 10.6222 | Hard (default) | 0.64 |  | 3 | White City | non-highway | path | path
| S0fKpSm48f2AgV2z | 125 | 2327.054 | 1598.0704 | 8.3645 | Hard (default) | 0.81 |  | 3 | White City | non-highway | path | path
| 74TlOjfaLXtu4Ofb | 20 | 908.6307 | 2.916 | 6.1181 | Hard (default) | 1 |  | 3 | White City | residential | single carriageway | local road
| YmOSpmvYHBgP2ohD | 100 | 4491.2969 | 863.2401 | 17.6603 | Hard (default) | 0.81 |  | 3 | White City | non-highway | path | path
| n4hCBjr9bMsSarFF | 65 | 2835.9697 | 491.9103 | 12.2289 | Hard (default) | 0.64 |  | 3 | White City | residential | single carriageway | local road
| SV66McNAQcAZwxFK | 65 | 3387.7988 | 491.9103 | 14.6084 | Hard (default) | 0.64 |  | 3 | White City | residential | single carriageway | local road
| WpRd/Ct+/lzKlJbF | 40 | 2448.8134 | 83.6016 | 13.6739 | Hard (default) | 0.81 |  | 3 | White City | city-centre | single carriageway | a road primary
| JDqBKwXwfJWMzSiD | 200 | 2010.0468 | 5825.9936 | 6.1272 | Hard (default) | 1 |  | 3 | White City | city-centre | single carriageway | a road
| PboM/3TJrRd68qiR | 65 | 1022.641 | 366.3403 | 4.7744 | Hard (default) | 0.74827 |  | 3 | White City | residential | single carriageway | local road
| nV1hN/FdbYVKNM+N | 80 | 4056.4962 | 709.6362 | 17.8725 | Hard (default) | 1 |  | 3 | White City | city-centre | slip road | a road primary
| NQAK3I5dSfyIVoNZ | 40 | 1264.5976 | 83.6016 | 7.0614 | Hard (default) | 0.81 |  | 3 | White City | city-centre | single carriageway | a road primary
| zq7PXw9Zzb24Z3gO | 80 | 714.3433 | 562.9321 | 3.0168 | Hard (default) | 0.65 |  | 3 | White City | residential | single carriageway | local road
| nU0GGLvRU9/7cf1e | 150 | 2513.859 | 3530.0356 | 8.1205 | Hard (default) | 0.63 |  | 3 | White City | soft | single carriageway | a road
| TUD5VdJdF8dR54H9 | 40 | 396.7099 | 103.4439 | 2.3294 | Hard (default) | 0.66 |  | 3 | White City | residential | single carriageway | local road
| 8BLtGXD8iCi94I5+ | 150 | 3373.6859 | 3530.0356 | 10.8981 | Hard (default) | 0.63 |  | 3 | White City | soft | path | path
| a1uervWiLMcKqOPp | 400 | 7143.0119 | 27007.6999 | 18.2915 | Hard (default) | 0.62 |  | 3 | White City | city-centre | single carriageway | a road
| uQIk+BQsdNa6f4XB | 150 | 1454.0103 | 3529.0716 | 4.6971 | Hard (default) | 0.63 |  | 3 | White City | non-highway | single carriageway | restricted local access road
| fucEIxRBjLRg4tdP | 25 | 446.1771 | 41.7867 | 3.2646 | Hard (default) | 0.81 | Connector
| hPS29UfKdAu4hfEO | 80 | 4103.5707 | 562.9321 | 17.3303 | Hard (default) | 0.65 |  | 3 | White City | non-highway | single carriageway | restricted secondary access road
| 5K0cwGSAo4GVNQ+/ | 20 | 2123.9645 | 1 | 18.1411 | Hard (default) | 1 |  | 3 | White City | non-highway | path | path
| pz2huFFqWFbLcAaZ | 80 | 8263.831 | 720.4799 | 36.4096 | Hard (default) | 1 |  | 3 | White City | city-centre | roundabout | a road primary
| aN0N7z8ylz/LRvpv | 150 | 92.6585 | 3529.0716 | 0.29933 | Hard (default) | 0.63 |  | 3 | White City | non-highway | single carriageway | restricted local access road
| YuLmrjtTnUmP4mFj | 200 | 561.2624 | 5647.4477 | 1.7164 | Hard (default) | 1 |  | 3 | White City | soft | single carriageway | minor road
| yUpF0THEZP3le+uv | 20 | 891.8174 | 2.916 | 6.0049 | Hard (default) | 1 |  | 3 | White City | residential | single carriageway | local road
| izvdDq6e/gy43Cg8 | 80 | 341.4215 | 562.9321 | 1.4419 | Hard (default) | 0.65 |  | 3 | White City | residential | single carriageway | local road
| Rseyy45BzEmcF5uJ | 65 | 9660.8519 | 366.3403 | 45.1031 | Hard (default) | 0.74827 |  | 3 | White City | soft | path | path
| 9ZZqg/S5uKsKihf3 | 20 | 2912.418 | 1.778 | 24.8754 | Hard (default) | 1 |  | 3 | White City | soft | path | path
| Msl94RrjNmZs0gth | 65 | 1007.3391 | 319.0855 | 4.7149 | Hard (default) | 0.65 |  | 3 | White City | residential | single carriageway | local road
| sxKqFk79YmLr6QMy | 20 | 1450.1161 | 2 | 12.3856 | Hard (default) | 1 |  | 3 | White City | soft | path | path
| zIzSP5dUneGkDdSQ | 40 | 1022.0173 | 141.2502 | 5.5786 | Hard (default) | 0.81747 |  | 3 | White City | residential | single carriageway | local road
| UZihiRwF/O0blIBN | 125 | 2968.6321 | 1523.084 | 10.7287 | Hard (default) | 0.80548 |  | 3 | White City | residential | single carriageway | minor road
| u3fHf4H566d/WcNe | 40 | 633.2194 | 100.2958 | 3.7418 | Hard (default) | 1 |  | 3 | White City | city-centre | single carriageway | a road primary
| b32HLFNGW3/CYGmL | 50 | 68.9825 | 148.3885 | 0.37171 | Hard (default) | 0.65 |  | 3 | White City | residential | single carriageway | local road
| Umw/Bejfr23aCvnK | 150 | 570.0707 | 3529.0716 | 1.8416 | Hard (default) | 0.63 |  | 3 | White City | soft | path | path
| zIShjMKc2E48XN4d | 200 | 850.7719 | 5647.4477 | 2.6018 | Hard (default) | 1 |  | 3 | White City | residential | single carriageway | minor road
| rnBXCTppBwS5W0B+ | 125 | 3901.5196 | 1523.084 | 14.1002 | Hard (default) | 0.80548 |  | 3 | White City | soft | single carriageway | local road
| PQu4pGCmyUCRDJHK | 50 | 1708.2361 | 194.3964 | 8.781 | Hard (default) | 0.7 |  | 3 | White City | residential | single carriageway | local road
| m6Ty37iF4QFUMX2p | 80 | 319.7371 | 562.9321 | 1.3503 | Hard (default) | 0.65 |  | 3 | White City | residential | single carriageway | local road
| eAL078a4Rk+7Ww27 | 80 | 10141.7715 | 721.6368 | 44.6837 | Hard (default) | 1 |  | 3 | White City | city-centre | roundabout | a road primary
| OKpHkBzHQRxosqNj | 125 | 7890.4447 | 1647.9596 | 28.2603 | Hard (default) | 0.63 |  | 3 | White City | soft | path | path
| yUCJRjktyF7byi2s | 200 | 1697.0194 | 5647.4477 | 5.1898 | Hard (default) | 1 |  | 3 | White City | soft | single carriageway | local road
| PxU2otCvMsoACCKJ | 80 | 240.196 | 617.186 | 1.0008 | Hard (default) | 0.7295 |  | 3 | White City | residential | single carriageway | local road
| BWd5Rbi+BIZyVNNT | 65 | 164.5912 | 319.0855 | 0.77037 | Hard (default) | 0.65 |  | 3 | White City | residential | single carriageway | local road
| R0MlNzEMBQJWTtAs | 20 | 1656.3107 | 1 | 14.1468 | Hard (default) | 1 |  | 3 | White City | residential | single carriageway | local road
| 9WrAKCbFwECTy7vD | 200 | 2731.9531 | 5825.9936 | 8.3278 | Hard (default) | 1 |  | 3 | White City | city-centre | single carriageway | a road
| LepYPrixP9SnLkF5 | 80 | 901.3072 | 562.9321 | 3.8064 | Hard (default) | 0.65 |  | 3 | White City | soft | single carriageway | local road
| 9uyGon2VT1CYgORF | 250 | 472.2155 | 9393.3191 | 1.3543 | Hard (default) | 0.63 |  | 3 | White City | non-highway | path | path
| xZBnYB2DGD/fM7F6 | 50 | 2962.145 | 148.3885 | 15.9615 | Hard (default) | 0.65 |  | 3 | White City | residential | single carriageway | local road
| KSXAW4oGQncQ0ZDP | 80 | 2319.1119 | 706.4185 | 10.2083 | Hard (default) | 1 |  | 3 | White City | residential | dual carriageway | local road
| TynhPQJ05T0N4oCt | 20 | 155.0409 | 2.916 | 1.0439 | Hard (default) | 1 |  | 3 | White City | residential | single carriageway | local road
| +l8kBIkVvLbHqNRq | 40 | 782.3386 | 116.8072 | 4.474 | Hard (default) | 0.72 |  | 3 | White City | residential | single carriageway | local road
| onXPOmVFj0zs8qfn | 250 | 3093.4098 | 13386.7485 | 8.5141 | Hard (default) | 0.63 |  | 3 | White City | soft | path | path
| BAMVJOGcCBURwTmE | 40 | 904.7882 | 147.165 | 4.8849 | Hard (default) | 0.72 |  | 3 | White City | residential | single carriageway | local road
| HqglULdSt0kmpx0R | 200 | 1000.5009 | 5647.4477 | 3.0597 | Hard (default) | 1 |  | 3 | White City | residential | single carriageway | local road
| 3dFMA17I2ZDInst2 | 25 | 1478.4921 | 25.6677 | 12.4785 | Hard (default) | 1 | Connector
| 7Jxm2XGdBeEoq+fF | 50 | 171.6714 | 148.3885 | 0.92505 | Hard (default) | 0.65 |  | 3 | White City | residential | single carriageway | local road
| mBDDXBS3Vy9yadF5 | 20 | 222.4167 | 2.916 | 1.4976 | Hard (default) | 1 |  | 3 | White City | residential | single carriageway | local road
| NgoVE8eeFnRolvTr | 50 | 929.6355 | 148.3885 | 5.0093 | Hard (default) | 0.65 |  | 3 | White City | residential | single carriageway | local road
| R+Y2t7YhrztNd7df | 20 | 7.5027 | 1 | 0.064081 | Hard (default) | 1 |  | 3 | White City | soft | path | path
| 87fuILO7tJ91gJ1H | 65 | 827.2631 | 366.3403 | 3.8622 | Hard (default) | 0.74827 |  | 3 | White City | residential | single carriageway | local road
| BLpCowd/eCQatfoR | 65 | 2507.5841 | 454.2578 | 11.0016 | Hard (default) | 1 |  | 3 | White City | soft | path | path
| 9ki73GcCb/+edZ96 | 65 | 1380.1965 | 491.9103 | 5.9515 | Hard (default) | 0.64 |  | 3 | White City | residential | single carriageway | local road
| UKGCRLiJmd5ozFom | 125 | 1408.1431 | 1523.084 | 5.0891 | Hard (default) | 0.80548 |  | 3 | White City | soft | single carriageway | local road
| oIGVBrGdQHDG3wfF | 80 | 2076.8584 | 617.186 | 8.6535 | Hard (default) | 0.7295 |  | 3 | White City | residential | single carriageway | local road
| G4dsCqf19vhLIgyY | 80 | 1183.1861 | 562.9321 | 4.9969 | Hard (default) | 0.65 |  | 3 | White City | residential | single carriageway | local road
| BpD0lXwB3nGCUleU | 65 | 3921.4265 | 303.9934 | 18.4966 | Hard (default) | 0.72 |  | 3 | White City | soft | single carriageway | local road
| bUv0Vv/r8RB+vvfk | 20 | 1774.6522 | 1.778 | 15.1575 | Hard (default) | 1 |  | 3 | White City | soft | path | path
| NXoxWhsZdGOQeOZK | 80 | 3860.9155 | 542.574 | 16.3891 | Hard (default) | 0.63 |  | 3 | White City | residential | single carriageway | local road
| cfXTIm2elnuJB3hj | 50 | 943.6915 | 148.3885 | 5.0851 | Hard (default) | 0.65 |  | 3 | White City | residential | single carriageway | local road
| WjK9B6vXhNoFsFWa | 80 | 1245.2567 | 610.5662 | 5.246 | Hard (default) | 0.67 |  | 3 | White City | residential | single carriageway | local road
| f2uF2XytZBV1LH7b | 80 | 3114.1166 | 562.9321 | 13.1516 | Hard (default) | 0.65 |  | 3 | White City | non-highway | single carriageway | restricted secondary access road
| 67PA1c32hJfsJ7O9 | 32 | 2876.2855 | 49.6357 | 20.1678 | Hard (default) | 0.81 | Connector
| 5W+Vg1Fwlx2lobc/ | 50 | 1099.8399 | 148.3885 | 5.9265 | Hard (default) | 0.65 |  | 3 | White City | residential | single carriageway | local road
| qI7nrFX6Aq51kWDP | 80 | 17008.7393 | 704.4251 | 74.9389 | Hard (default) | 1 |  | 3 | White City | residential | dual carriageway | local road
| EMksAJe5ZKcZi09U | 80 | 5536.2016 | 709.6362 | 24.392 | Hard (default) | 1 |  | 3 | White City | city-centre | slip road | a road primary
| 4yjMaUNxSKbopcTy | 80 | 1958.3879 | 617.186 | 8.1598 | Hard (default) | 0.7295 |  | 3 | White City | soft | single carriageway | local road
| d1tY0qKsQYHQISKk | 400 | 15919.0477 | 26893.9839 | 40.7797 | Hard (default) | 0.62 |  | 3 | White City | city-centre | single carriageway | a road
| s5BOMCpjBtlmryoq | 25 | 2177.5061 | 31.6073 | 17.3943 | Hard (default) | 1 | Connector
| UQYxUicYBbBplIja | 80 | 1704.436 | 617.186 | 7.1017 | Hard (default) | 0.7295 |  | 3 | White City | residential | single carriageway | local road
| iifei6IL4BU0YaRI | 50 | 1136.9148 | 148.3885 | 6.1263 | Hard (default) | 0.65 |  | 3 | White City | residential | single carriageway | local road
| FcmRSjYbKV7KUwY0 | 25 | 165.2625 | 40.3157 | 1.2241 | Hard (default) | 1 |  | 3 | White City | soft | path | path
| ROOWP7w6HmtkSDH7 | 250 | 33674.5681 | 13063.6951 | 92.9737 | Hard (default) | 0.63 |  | 3 | White City | city-centre | single carriageway | a road
| Zd5xTnkmIA5eG0/L | 80 | 1441.1003 | 617.186 | 6.0045 | Hard (default) | 0.7295 |  | 3 | White City | city-centre | single carriageway | a road
| pEwQaNLQzql74Ejs | 80 | 734.5699 | 706.6531 | 3.2349 | Hard (default) | 1 |  | 3 | White City | soft | dual carriageway | local road
| vbzTX9luEKV2u7XN | 400 | 4760.5803 | 26893.9839 | 12.1951 | Hard (default) | 0.62 |  | 3 | White City | city-centre | single carriageway | a road
| t0y/DtO+vFzX87Rv | 200 | 13329.8213 | 5175.2299 | 41.1904 | Hard (default) | 0.64 |  | 3 | White City | non-highway | path | path
| QgV5vQW2U3JlrYPu | 80 | 1721.7169 | 562.9321 | 7.2712 | Hard (default) | 0.65 |  | 3 | White City | soft | single carriageway | local road
| uTgrhrEW07q1N3rA | 25 | 1118.4544 | 31.438 | 8.9481 | Hard (default) | 0.81 |  | 3 | White City | city-centre | single carriageway | a road
| ptZTc7luQGgTBcA1 | 125 | 5747.8537 | 1663.8583 | 20.563 | Hard (default) | 0.81 |  | 3 | White City | non-highway | path | path
| Brc5Mf4ok/fG4MK2 | 50 | 516.6697 | 148.3885 | 2.7841 | Hard (default) | 0.65 |  | 3 | White City | soft | traffic island link | minor road
| WmVDFjHL/nDkXMAJ | 20 | 682.8731 | 1 | 5.8325 | Hard (default) | 1 |  | 3 | White City | city-centre | traffic island link at junction | a road
| Rw6IGYfm7xkz43Qj | 65 | 1554.1719 | 303.9934 | 7.3307 | Hard (default) | 0.72 |  | 3 | White City | soft | single carriageway | local road
| Cc6li9mvmOX+n1k0 | 80 | 1154.5504 | 562.9321 | 4.8759 | Hard (default) | 0.65 |  | 3 | White City | residential | single carriageway | local road
| OLT6G7ljo4EVC3m0 | 125 | 8624.0186 | 1663.8583 | 30.8525 | Hard (default) | 0.81 |  | 3 | White City | city-centre | single carriageway | a road
| 4bNFXn0/7jEcjc/E | 250 | 3305.4076 | 13386.7485 | 9.0975 | Hard (default) | 0.63 |  | 3 | White City | residential | single carriageway | local road
| 8u5FTWEeyLH3qcaP | 20 | 1194.7788 | 1 | 10.2048 | Hard (default) | 1 |  | 3 | White City | non-highway | single carriageway | restricted local access road
| tz6aJPacPZsjO5cE | 300 | 4963.9445 | 14313.357 | 13.5377 | Hard (default) | 0.63218 |  | 3 | White City | residential | traffic island link | local road
| 7Rw6XblErp0C8Pp3 | 80 | 4360.5568 | 723.924 | 19.2122 | Hard (default) | 1 |  | 3 | White City | city-centre | traffic island link at junction | a road primary
| CQ4nY6cyXBi8oAtX | 400 | 3327.1556 | 27339.5091 | 8.5109 | Hard (default) | 0.62 |  | 3 | White City | non-highway | path | path
| WbLDDJBEfnSPp3uv | 125 | 21664.8844 | 1523.9644 | 78.2973 | Hard (default) | 0.80664 |  | 3 | White City | soft | path | path
| 1UlXZebL0zpAsT4J | 80 | 1234.5382 | 562.9321 | 5.2137 | Hard (default) | 0.65 |  | 3 | White City | residential | single carriageway | local road
| Lohe8Lx+PbITktdy | 300 | 36341.6839 | 14313.357 | 99.1112 | Hard (default) | 0.63218 |  | 3 | White City | residential | enclosed traffic area | local access road
| XWWwk1ylJ33iw7h1 | 65 | 879.0605 | 366.3403 | 4.104 | Hard (default) | 0.74827 |  | 3 | White City | residential | single carriageway | local road
| hH9xfgm9EE8dLw5H | 40 | 770.0278 | 100.2958 | 4.5502 | Hard (default) | 1 |  | 3 | White City | city-centre | single carriageway | a road primary
| 1azYwQoQtJmRXzMr | 100 | 1448.5253 | 962.6011 | 5.6194 | Hard (default) | 0.64 |  | 3 | White City | soft | single carriageway | a road
| 2evigs2B8FdGvCOa | 80 | 228.5899 | 610.5662 | 0.96299 | Hard (default) | 0.67 |  | 3 | White City | residential | single carriageway | local road
| zU2Yfv+knFQKLS7b | 300 | 18284.0392 | 14313.357 | 49.8643 | Hard (default) | 0.63218 |  | 3 | White City | residential | single carriageway | local road
| BMiHltN71ijOxz0C | 150 | 1839.1372 | 3727.9959 | 5.8948 | Hard (default) | 0.64 |  | 3 | White City | city-centre | single carriageway | a road
| 58u6DL4JUiwoG35n | 80 | 10875.9074 | 520.4313 | 46.4256 | Hard (default) | 0.64 |  | 3 | White City | residential | single carriageway | local road
| 7mHlEHPLf9tItmIV | 20 | 625.8116 | 2.5388 | 5.3451 | Hard (default) | 1 |  | 3 | White City | non-highway | path | path
| aHpuRv8ZG5H20JHq | 400 | 965.0813 | 27339.5091 | 2.4687 | Hard (default) | 0.62 |  | 3 | White City | non-highway | path | path
| rTBNi0Q9JsLiz6f3 | 80 | 4270.2209 | 617.186 | 17.7924 | Hard (default) | 0.7295 |  | 3 | White City | residential | single carriageway | local road
| veMR1O+beFD9cdRL | 80 | 5712.5445 | 617.186 | 23.802 | Hard (default) | 0.7295 |  | 3 | White City | residential | single carriageway | local road
| ZtUhhX0JeJ8gi5qU | 25 | 216.0202 | 30.4277 | 1.7442 | Hard (default) | 1 |  | 3 | White City | residential | single carriageway | local road
| cIODN+CbonUWGmyj | 80 | 240.0916 | 617.186 | 1.0004 | Hard (default) | 0.7295 |  | 3 | White City | residential | single carriageway | local road
| rFXEy151RGr3XBzG | 65 | 1001.2638 | 319.0855 | 4.6864 | Hard (default) | 0.65 |  | 3 | White City | residential | single carriageway | local road
| Oa0IOh2TNG1UHy/H | 50 | 2324.9044 | 148.3885 | 12.5278 | Hard (default) | 0.65 |  | 3 | White City | residential | single carriageway | local road
| Us7jaEWzVgOLHLDj | 80 | 1046.9954 | 562.9321 | 4.4217 | Hard (default) | 0.65 |  | 3 | White City | residential | single carriageway | local road
| oAOZbj51R5YZUfZm | 200 | 3752.0244 | 5825.9936 | 11.4372 | Hard (default) | 1 |  | 3 | White City | city-centre | single carriageway | a road
| AYvggQ3wp2yTTobU | 80 | 1263.8704 | 617.186 | 5.2661 | Hard (default) | 0.7295 |  | 3 | White City | city-centre | single carriageway | a road
| y/IRsgUQlg7RWiZt | 65 | 2088.671 | 427.0794 | 9.2805 | Hard (default) | 0.65 |  | 3 | White City | non-highway | single carriageway | restricted local access road
| O0kaWjuNvWbNl8c8 | 50 | 1544.3722 | 148.3885 | 8.3219 | Hard (default) | 0.65 |  | 3 | White City | residential | traffic island link | minor road
| +cVXJCr9Jd1HLYzA | 20 | 1198.8568 | 2.916 | 8.0723 | Hard (default) | 1 |  | 3 | White City | residential | single carriageway | local road
| 852WQnaVzz8qaBAq | 50 | 1099.8489 | 148.3885 | 5.9265 | Hard (default) | 0.65 |  | 3 | White City | residential | single carriageway | local road
| lHlYkPoKQKsU+civ | 80 | 329.9202 | 679.7181 | 1.3537 | Hard (default) | 0.67 |  | 3 | White City | city-centre | single carriageway | a road primary
| /4jK+39YWWZMhVOy | 200 | 4757.5009 | 5175.2299 | 14.7011 | Hard (default) | 0.64 |  | 3 | White City | residential | single carriageway | minor road
| boEpki7UkGQKDh9C | 20 | 507.1683 | 1 | 4.3318 | Hard (default) | 1 | Connector
| DMhXMtIe5HbY2ySF | 125 | 1660.1374 | 1523.084 | 5.9998 | Hard (default) | 0.80548 |  | 3 | White City | residential | single carriageway | minor road
| CwK1xL4rbjzKWrFk | 450 | 3836.7246 | 45527.2734 | 9.2797 | Hard (default) | 0.62 | Connector
| X0uo+EGinXQrzZFp | 25 | 849.3083 | 25.5461 | 7.1765 | Hard (default) | 0.81 |  | 3 | White City | residential | single carriageway | local road
| 5uEXKkT2nTrQCjox | 50 | 1887.0828 | 148.5644 | 10.1667 | Hard (default) | 0.81 | Connector
| AqWwpVwvW3eyfSZ0 | 200 | 4250.0452 | 4650.4294 | 13.2797 | Hard (default) | 0.63 |  | 3 | White City | soft | path | path
| OJavwucwb9g5ozPP | 50 | 73.1611 | 148.3885 | 0.39423 | Hard (default) | 0.65 |  | 3 | White City | residential | single carriageway | local road
| Yc68Mwc3SGcf+KNy | 125 | 515.5913 | 1523.084 | 1.8634 | Hard (default) | 0.80548 |  | 3 | White City | residential | single carriageway | minor road
| HsBobnXJEVlB/bnq | 80 | 78.2038 | 562.9321 | 0.33027 | Hard (default) | 0.65 |  | 3 | White City | residential | single carriageway | local road
| B2Duk9aPY7YJO8Ra | 80 | 212.3881 | 562.9321 | 0.89696 | Hard (default) | 0.65 |  | 3 | White City | residential | single carriageway | local road
| rAWvjx7wJtRIDCmK | 80 | 4572.1018 | 722.2576 | 20.1442 | Hard (default) | 1 |  | 3 | White City | soft | roundabout | a road primary
| V2zXbTxZSVJ/ZSnS | 20 | 3529.8374 | 1.9329 | 30.1488 | Hard (default) | 1 |  | 3 | White City | soft | single carriageway | a road
| TUmCOS4+lbNvW7TN | 50 | 1686.708 | 198.9713 | 8.6308 | Hard (default) | 1 | Connector
| Qf/CA4JjzF3jYRwi | 65 | 1396.1925 | 319.0855 | 6.5349 | Hard (default) | 0.65 |  | 3 | White City | residential | single carriageway | local road
| cG3g642vln/gMH0O | 40 | 1241.6763 | 128.7279 | 6.9394 | Hard (default) | 0.72 |  | 3 | White City | soft | single carriageway | restricted local access road
| dMG8JBmq2ZLVmeH7 | 20 | 904.6786 | 2.5388 | 7.727 | Hard (default) | 1 |  | 3 | White City | soft | single carriageway | restricted local access road
| zBgWRjk6g5kooB2z | 20 | 404.5025 | 2.916 | 2.7236 | Hard (default) | 1 |  | 3 | White City | residential | single carriageway | local road
| f6w8yiyn5f3+ueLQ | 200 | 4284.85 | 5825.9936 | 13.0614 | Hard (default) | 1 |  | 3 | White City | city-centre | single carriageway | a road
| ssFlw9FpXyYn2/jK | 150 | 157.8386 | 3116.0971 | 0.51836 | Hard (default) | 0.63 |  | 3 | White City | soft | single carriageway | local road
| kuVDxNCtr/JYPEOg | 40 | 589.7827 | 83.6016 | 3.2933 | Hard (default) | 0.81 |  | 3 | White City | city-centre | single carriageway | a road primary
| EeiV8KAqDCNFf9vw | 150 | 1512.6323 | 3727.9959 | 4.8483 | Hard (default) | 0.64 |  | 3 | White City | city-centre | single carriageway | a road
| gPC4hJl5eW/rr9uH | 80 | 4577.7064 | 562.9321 | 19.3327 | Hard (default) | 0.65 |  | 3 | White City | residential | single carriageway | local road
| Y6BDBpsB4H1OCYDw | 65 | 765.774 | 479.3174 | 3.3211 | Hard (default) | 0.7 |  | 3 | White City | non-highway | path | path
| E7VI/L8gbUFNBzs2 | 150 | 11992.0288 | 3402.5771 | 38.9343 | Hard (default) | 0.73969 |  | 3 | White City | city-centre | single carriageway | a road
| Z7yKV/OZL7snBLPz | 100 | 1554.4374 | 962.6011 | 6.0303 | Hard (default) | 0.64 |  | 3 | White City | soft | single carriageway | a road
| IW2KjgoPIevTO22y | 200 | 2816.8666 | 7368.838 | 8.3203 | Hard (default) | 0.63 |  | 3 | White City | residential | single carriageway | local road
| oid6MGmmloE0yTd/ | 100 | 3128.112 | 962.6011 | 12.1353 | Hard (default) | 0.64 |  | 3 | White City | residential | slip road | local access road
| 8HJlWv9z7HaPpelk | 80 | 1181.4953 | 562.9321 | 4.9897 | Hard (default) | 0.65 |  | 3 | White City | residential | single carriageway | local road
| xWxqURpkIRDPHMU9 | 20 | 4844.7751 | 6.1871 | 41.3799 | Hard (default) | 1 |  | 3 | White City | soft | path | path
| vdnrGL1iLvMROfYR | 80 | 1355.9885 | 562.9321 | 5.7267 | Hard (default) | 0.65 |  | 3 | White City | residential | single carriageway | local road
| wrBaL3a/DLM/7bgn | 80 | 1909.1477 | 617.186 | 7.9547 | Hard (default) | 0.7295 |  | 3 | White City | soft | single carriageway | local road
| y8hgeqTRgUSXf0JC | 200 | 1671.3987 | 5647.4477 | 5.1115 | Hard (default) | 1 |  | 3 | White City | soft | single carriageway | local road
| pwpc5jWmjF7k8bTE | 40 | 702.9969 | 100.2958 | 4.1541 | Hard (default) | 1 |  | 3 | White City | city-centre | single carriageway | a road primary
| HBNU2Gw75/IGs8Pc | 65 | 759.8629 | 366.3403 | 3.5475 | Hard (default) | 0.74827 |  | 3 | White City | residential | single carriageway | local road
| 78NmN2a6Z6n4ypsJ | 65 | 510.5879 | 319.0855 | 2.3898 | Hard (default) | 0.65 |  | 3 | White City | soft | single carriageway | local road
| S2y68HB4Ls9mw4tL | 100 | 2850.5964 | 913.8075 | 11.1319 | Hard (default) | 0.72 | Connector
| HYi9k0/x9Vj61FAQ | 65 | 793.42 | 491.9103 | 3.4213 | Hard (default) | 0.64 |  | 3 | White City | residential | single carriageway | local road
| 6onz8FQ/tuSR2rjF | 25 | 465.429 | 30.4277 | 3.7579 | Hard (default) | 1 |  | 3 | White City | residential | single carriageway | local road
| PDqKj+9b2HmRJDmx | 65 | 1001.9822 | 319.0855 | 4.6898 | Hard (default) | 0.65 |  | 3 | White City | residential | single carriageway | local road
| +6H73P3k+r5LWFJx | 200 | 7857.223 | 7536.2844 | 23.1305 | Hard (default) | 0.63 |  | 3 | White City | soft | single carriageway | local road
| Te2Fi1vVExa4Msmc | 125 | 5294.8154 | 1523.084 | 19.1356 | Hard (default) | 0.80548 |  | 3 | White City | soft | single carriageway | local road
| UkF+2fnucmQXS47I | 200 | 2046.9139 | 7368.838 | 6.0461 | Hard (default) | 0.63 |  | 3 | White City | residential | single carriageway | local road
| 50KpGCWGA1EZ4so7 | 20 | 1079.6713 | 1 | 9.2216 | Hard (default) | 1 |  | 3 | White City | motorway | dual carriageway | a road primary
| gOaJi2NxdcsncEFN | 250 | 2654.7226 | 8542.2398 | 7.6846 | Hard (default) | 1 |  | 3 | White City | soft | traffic island link | minor road
| YfEGZxW0ufSrf+TJ | 80 | 561.2912 | 562.9321 | 2.3705 | Hard (default) | 0.65 |  | 3 | White City | residential | single carriageway | local road
| xYjQ6OfC8mDjwzdZ | 125 | 1991.1336 | 1523.084 | 7.196 | Hard (default) | 0.80548 |  | 3 | White City | residential | single carriageway | minor road
| Ze4Q7I55Rv40BLD7 | 65 | 1159.5677 | 491.9103 | 5.0001 | Hard (default) | 0.64 |  | 3 | White City | residential | single carriageway | local road
| uxzVKQjzM65PBBtn | 150 | 18709.769 | 3402.5771 | 60.7447 | Hard (default) | 0.92659 |  | 3 | White City | city-centre | single carriageway | a road
| W9jGdfsuSs+2mo7X | 20 | 1789.356 | 1 | 15.2831 | Hard (default) | 1 |  | 3 | White City | non-highway | single carriageway | restricted local access road
| Xb0F1anKqRMYbZwx | 65 | 101.8056 | 303.9934 | 0.4802 | Hard (default) | 0.72 |  | 3 | White City | residential | single carriageway | local road
| k0WTw2cdxbJVK0UN | 80 | 1169.5509 | 562.9321 | 4.9393 | Hard (default) | 0.65 |  | 3 | White City | residential | single carriageway | local road
| FQyBg1Lcaon8Fujt | 400 | 6567.3838 | 27007.6999 | 16.8174 | Hard (default) | 0.62 |  | 3 | White City | city-centre | single carriageway | a road
| KEDeALXIUJdk1vYZ | 80 | 6270.922 | 617.186 | 26.1285 | Hard (default) | 0.7295 |  | 3 | White City | city-centre | single carriageway | a road
| yV7rH7lOCX6BzefU | 150 | 5444.996 | 3727.9959 | 17.4523 | Hard (default) | 0.64 |  | 3 | White City | city-centre | single carriageway | a road
| IVQ8d9RO+UuVqboy | 200 | 1455.1945 | 5647.4477 | 4.4503 | Hard (default) | 1 |  | 3 | White City | residential | single carriageway | minor road
| VuhZ5+xlxEU2KsSg | 65 | 11219.9429 | 303.9934 | 52.9224 | Hard (default) | 0.72 |  | 3 | White City | soft | single carriageway | local road
| W2wZdYm4X7/egOO+ | 40 | 683.1832 | 104.7625 | 4.001 | Hard (default) | 0.81 | Connector
| Tac5kmoUEIpisIkh | 20 | 1194.2692 | 2 | 10.2004 | Hard (default) | 1 |  | 3 | White City | residential | dual carriageway | local road
| jQqpkV0gcY82zCYf | 20 | 1989.5218 | 1.6231 | 16.9928 | Hard (default) | 1 |  | 3 | White City | soft | single carriageway | local road
| VptnghQa2hcireg/ | 20 | 1097.0742 | 2.5388 | 9.3703 | Hard (default) | 1 |  | 3 | White City | non-highway | path | path
| YHuqAPlISI/G9Fa+ | 25 | 245.4995 | 30.4277 | 1.9822 | Hard (default) | 1 |  | 3 | White City | residential | single carriageway | local road
| +fs21yiRNVopGzWE | 250 | 10609.1235 | 13386.7485 | 29.1997 | Hard (default) | 0.63 |  | 3 | White City | non-highway | path | path
| wTf8Prx52apY/31o | 80 | 341.891 | 562.9321 | 1.4439 | Hard (default) | 0.65 |  | 3 | White City | residential | single carriageway | local road
| N0LQYL9WLWWe8LvT | 80 | 1578.338 | 617.186 | 6.5763 | Hard (default) | 0.7295 |  | 3 | White City | residential | single carriageway | local road
| 4a7EHGgGr0xXGqBE | 250 | 6988.4882 | 13063.6951 | 19.2948 | Hard (default) | 0.63 |  | 3 | White City | city-centre | single carriageway | a road
| zAhzt67TaCr7u6KB | 80 | 454.7707 | 617.186 | 1.8949 | Hard (default) | 0.7295 |  | 3 | White City | residential | single carriageway | local road
| yJwGZJqtyUrSdV5f | 32 | 4666.3377 | 57.8457 | 31.5967 | Hard (default) | 0.75 |  | 3 | White City | soft | single carriageway | restricted local access road
| RPjzhWg6U/5NpypE | 40 | 964.8542 | 119.4574 | 5.4894 | Hard (default) | 0.81 |  | 3 | White City | soft | single carriageway | local road
| rK6j60H1RGnbpWaQ | 200 | 1852.5496 | 5647.4477 | 5.6655 | Hard (default) | 1 |  | 3 | White City | residential | single carriageway | minor road
| XrQ0vpXYvRyf8yKn | 200 | 34.8542 | 5647.4477 | 0.10659 | Hard (default) | 1 |  | 3 | White City | residential | single carriageway | minor road
| FJeYn2cTqNI7kMyv | 50 | 119.096 | 148.3885 | 0.64175 | Hard (default) | 0.65 |  | 3 | White City | residential | single carriageway | local road
| QA/JCebUOb8iYH9k | 40 | 1040.6368 | 100.2958 | 6.1493 | Hard (default) | 1 |  | 3 | White City | city-centre | single carriageway | a road primary
| AjI/H1eBDuBZIHgs | 80 | 1224.4097 | 617.186 | 5.1016 | Hard (default) | 0.7295 |  | 3 | White City | residential | single carriageway | local road
| Db0DmXLTs7k40Wpo | 125 | 9953.3623 | 1647.9596 | 35.6489 | Hard (default) | 0.63 |  | 3 | White City | soft | path | path
| 6JLZmRYaFHThqYk9 | 200 | 1679.5757 | 5647.4477 | 5.1365 | Hard (default) | 1 |  | 3 | White City | soft | single carriageway | local road
| KRIsM4mBcaT8yRHq | 65 | 1716.4987 | 319.0855 | 8.0341 | Hard (default) | 0.65 |  | 3 | White City | residential | single carriageway | local road
| uE5x86rQNhCsA15m | 80 | 1295.7076 | 562.9321 | 5.4721 | Hard (default) | 0.65 |  | 3 | White City | residential | single carriageway | local road
| 9FJ04cnPlvW6fwkk | 125 | 333.6911 | 1784.59 | 1.1835 | Hard (default) | 1 |  | 3 | White City | non-highway | path | path
| IUIkkV7np5XWaJPm | 100 | 2341.3733 | 962.6011 | 9.0832 | Hard (default) | 0.64 |  | 3 | White City | soft | single carriageway | a road
| U9BtQ7mtqaXwMfAP | 200 | 3681.839 | 7368.838 | 10.8753 | Hard (default) | 0.63 |  | 3 | White City | residential | single carriageway | local road
| +cxsdCHq0G1/OANJ | 80 | 1398.8539 | 617.186 | 5.8285 | Hard (default) | 0.7295 |  | 3 | White City | city-centre | single carriageway | a road
| x8Oozjvwkq7jV8Tq | 400 | 1069.5764 | 27339.5091 | 2.736 | Hard (default) | 0.62 |  | 3 | White City | non-highway | path | path
| Ew/e/m2xPG3bzT9x | 65 | 1311.1181 | 316.2818 | 6.1452 | Hard (default) | 0.75 |  | 3 | White City | soft | path | path
| 650B2b/kqlexPFKn | 125 | 743.6747 | 1598.0704 | 2.6731 | Hard (default) | 0.81 | Connector
| 4WHmhMcpQjfV29zT | 125 | 17147.7867 | 1523.084 | 61.9724 | Hard (default) | 0.80548 |  | 3 | White City | soft | path | path
| kkARPCQMxV6dtm3V | 200 | 1586.1034 | 5175.2299 | 4.9012 | Hard (default) | 0.64 |  | 3 | White City | non-highway | path | path
| rbRG7z8WxXRNTgZe | 200 | 4906.399 | 5175.2299 | 15.1612 | Hard (default) | 0.64 |  | 3 | White City | residential | traffic island link | minor road
| I2sm8TP0mYR23Wsi | 80 | 1722.6127 | 617.186 | 7.1775 | Hard (default) | 0.7295 |  | 3 | White City | residential | single carriageway | local road
| po2ruAqWUs2Idszs | 125 | 4265.3375 | 1523.084 | 15.415 | Hard (default) | 0.80548 |  | 3 | White City | soft | single carriageway | restricted local access road
| 1lqUCIDVapK0q5HW | 65 | 898.6544 | 491.9103 | 3.8751 | Hard (default) | 0.64 |  | 3 | White City | residential | single carriageway | local road
| 1U5n6xdvnVgL5eN1 | 25 | 143.7294 | 30.4277 | 1.1605 | Hard (default) | 1 |  | 3 | White City | residential | single carriageway | local road
| RnHWeZJkJN3KmI5I | 100 | 1358.1925 | 962.6011 | 5.269 | Hard (default) | 0.64 |  | 3 | White City | soft | single carriageway | a road
| Hjer/oc5ggF6pMn+ | 20 | 50.0964 | 2.916 | 0.33731 | Hard (default) | 1 |  | 3 | White City | residential | single carriageway | local road
| nIYM1wbkRWKkoV7N | 100 | 17812.9927 | 1483.2 | 64.7638 | Hard (default) | 1 |  | 3 | White City | residential | single carriageway | local access road
| 6xsl4Bqwa/s1g7mZ | 200 | 3933.6467 | 5175.2299 | 12.1553 | Hard (default) | 0.64 |  | 3 | White City | residential | single carriageway | local road
| qb90FlwhRYS8dUEA | 20 | 1371.2196 | 1 | 11.7118 | Hard (default) | 1 |  | 3 | White City | city-centre | single carriageway | a road
| p/rcDRy1CCBz0TGX | 50 | 5851.8323 | 148.3885 | 31.5326 | Hard (default) | 0.65 |  | 3 | White City | residential | single carriageway | local road
| 2s6G2aOFgjay/noG | 65 | 341.9999 | 491.9103 | 1.4747 | Hard (default) | 0.64 |  | 3 | White City | residential | single carriageway | local road
| 3/xztgErc/wl8KaF | 65 | 7.9797 | 316.2818 | 0.037401 | Hard (default) | 0.75 |  | 3 | White City | non-highway | path | path
| tsKz7zNBgskwT60t | 40 | 32.3907 | 116.8072 | 0.18524 | Hard (default) | 0.72 |  | 3 | White City | residential | single carriageway | local road
| IjJb+4t7vODrbwVA | 25 | 158.4256 | 25.5461 | 1.3387 | Hard (default) | 0.81 |  | 3 | White City | residential | single carriageway | local road
| i3O6STfYy+wBBqAd | 400 | 367.7033 | 26893.9839 | 0.94194 | Hard (default) | 0.62 |  | 3 | White City | soft | single carriageway | a road
| vJbjQm5Ie9fL120R | 80 | 1566.056 | 679.7181 | 6.4259 | Hard (default) | 0.67 |  | 3 | White City | city-centre | single carriageway | a road primary
| EIW/anI+VnN5RRz8 | 50 | 659.0084 | 148.3885 | 3.5511 | Hard (default) | 0.65 |  | 3 | White City | residential | single carriageway | local road
| jQNTLRL+3G6TNBNx | 65 | 1510.8741 | 479.3174 | 6.5526 | Hard (default) | 0.7 |  | 3 | White City | non-highway | path | path
| 7IfPBFyzdmNKW2a1 | 80 | 7703.5444 | 667.9259 | 31.7003 | Hard (default) | 0.63 |  | 3 | White City | residential | single carriageway | local road
| lvyWQ/1OyxNPZ2lJ | 65 | 329.9066 | 366.3403 | 1.5402 | Hard (default) | 0.74827 |  | 3 | White City | residential | single carriageway | local road
| EuRVjWjw2FneWdQZ | 65 | 732.8556 | 319.0855 | 3.4301 | Hard (default) | 0.65 |  | 3 | White City | soft | single carriageway | local road
| 3h94aTm79sTJFeV5 | 65 | 830.349 | 479.3174 | 3.6012 | Hard (default) | 0.7 |  | 3 | White City | non-highway | path | path
| DgCSftChxPqkBOGo | 20 | 813.4644 | 2.916 | 5.4773 | Hard (default) | 1 |  | 3 | White City | residential | single carriageway | local road
| zOf/4HC4NoR7qr8S | 80 | 492.1149 | 617.186 | 2.0505 | Hard (default) | 0.7295 |  | 3 | White City | residential | single carriageway | local road
| wsRZr6a2IkwHAGQY | 50 | 856.5097 | 148.3885 | 4.6153 | Hard (default) | 0.65 |  | 3 | White City | residential | single carriageway | local road
| FppeoUmGEDB4nISn | 50 | 635.8146 | 148.3885 | 3.4261 | Hard (default) | 0.65 |  | 3 | White City | residential | single carriageway | local road
| zxJSIapcUOxOEo/e | 65 | 68.3003 | 303.9934 | 0.32216 | Hard (default) | 0.72 |  | 3 | White City | soft | single carriageway | local road
| zHEHmtjJigdtsVxV | 40 | 2006.2186 | 83.6016 | 11.2025 | Hard (default) | 0.81 |  | 3 | White City | city-centre | single carriageway | a road primary
| JGZSuH5uU9jUEniM | 65 | 1927.7149 | 366.3403 | 8.9998 | Hard (default) | 0.74827 |  | 3 | White City | soft | single carriageway | local road
| h/41ZwZQh5aKbn2+ | 400 | 4917.7821 | 27339.5091 | 12.5797 | Hard (default) | 0.62 |  | 3 | White City | soft | path | path
| YVDpul3619qZDgvu | 250 | 8546.3691 | 13063.6951 | 23.5961 | Hard (default) | 0.63 |  | 3 | White City | city-centre | traffic island link | a road
| 7wXb38MXcgLi6d15 | 200 | 35629.2284 | 5175.2299 | 110.0976 | Hard (default) | 0.64 |  | 3 | White City | soft | path | path
| iVup5nsISkbOvVy3 | 50 | 851.5148 | 148.3885 | 4.5884 | Hard (default) | 0.65 |  | 3 | White City | residential | single carriageway | local road
| jZq0Se1JGX6in0lN | 40 | 553.7057 | 83.6016 | 3.0918 | Hard (default) | 0.81 |  | 3 | White City | city-centre | single carriageway | a road primary
| sWFVitLP7uLHBbWl | 150 | 3844.5805 | 3116.0971 | 12.626 | Hard (default) | 0.63 |  | 3 | White City | soft | single carriageway | local road
| zEZxG7WXdU/qqyvU | 25 | 104.3427 | 31.438 | 0.83478 | Hard (default) | 0.81 |  | 3 | White City | city-centre | single carriageway | a road
| 1ggIhLxaAc900nDq | 250 | 26439.349 | 8861.6871 | 76.2559 | Hard (default) | 0.6401 |  | 3 | White City | non-highway | path | path
| 44UmYylxF2hRozY/ | 200 | 161.2342 | 5825.9936 | 0.49149 | Hard (default) | 1 |  | 3 | White City | city-centre | single carriageway | a road
| Y/9+KhbWZPsHERQp | 20 | 638.584 | 2.5388 | 5.4542 | Hard (default) | 1 |  | 3 | White City | soft | single carriageway | restricted local access road
| e8jSkPirp7jGVHQE | 65 | 1354.7104 | 366.3403 | 6.3247 | Hard (default) | 0.74827 |  | 3 | White City | residential | single carriageway | local road
| GaZdhLRpzP3+sMZm | 80 | 27362.49 | 718.4055 | 120.5565 | Hard (default) | 1 |  | 3 | White City | motorway | dual carriageway | a road primary
| jqEPIRyIUXEBHK9A | 150 | 6095.6966 | 3529.0716 | 19.6917 | Hard (default) | 0.63 |  | 3 | White City | non-highway | single carriageway | restricted local access road
| zaim09/+o5485Ea2 | 65 | 241.9388 | 319.0855 | 1.1324 | Hard (default) | 0.65 |  | 3 | White City | residential | single carriageway | local road
| Z8S+WbrrBzqiMU0K | 50 | 644.4055 | 148.3885 | 3.4724 | Hard (default) | 0.65 |  | 3 | White City | residential | single carriageway | local road
| 0nOdoq+Zqv4TXomV | 20 | 299.547 | 2.5388 | 2.5585 | Hard (default) | 1 |  | 3 | White City | non-highway | path | path
| AQs1Vm874IV+pfpp | 400 | 7244.279 | 26893.9839 | 18.5576 | Hard (default) | 0.62 |  | 3 | White City | soft | single carriageway | a road
| uv5B7I6VnX5Wry83 | 65 | 1013.2741 | 366.3403 | 4.7306 | Hard (default) | 0.74827 |  | 3 | White City | residential | single carriageway | local road
| ZXCKpkPccd9UAVOw | 125 | 1771.1778 | 1523.084 | 6.4011 | Hard (default) | 0.80548 |  | 3 | White City | residential | single carriageway | minor road
| iqs6uASoBHbn5uLQ | 20 | 607.5339 | 1.6231 | 5.189 | Hard (default) | 1 |  | 3 | White City | soft | single carriageway | local road
| 7WHhy8d9H76whUCP | 32 | 1377.5642 | 65.0357 | 9.0557 | Hard (default) | 0.67 | Connector
| iy6FMhh8abC9g6D7 | 400 | 9332.3409 | 27007.6999 | 23.8978 | Hard (default) | 0.62 |  | 3 | White City | city-centre | traffic island link at junction | a road
| W1pYcowkhcpcxsuu | 20 | 1078.9187 | 2.916 | 7.2647 | Hard (default) | 1 |  | 3 | White City | residential | single carriageway | local road
| arOI5arE6FmGzZH1 | 400 | 91.5208 | 27339.5091 | 0.23411 | Hard (default) | 0.62 |  | 3 | White City | soft | path | path
| aTgRgwqVVDQ4egkm | 40 | 538.3973 | 83.6016 | 3.0063 | Hard (default) | 0.81 |  | 3 | White City | city-centre | single carriageway | a road primary
| /c/GQPQcc6uVBqvB | 100 | 5771.1049 | 1483.2 | 20.9824 | Hard (default) | 1 |  | 3 | White City | city-centre | traffic island link at junction | a road primary
| 0V0bXls1xQE/dt68 | 80 | 2319.8278 | 520.4313 | 9.9026 | Hard (default) | 0.64 |  | 3 | White City | residential | single carriageway | local road
| OhxQl5HpoNtCYCFt | 65 | 1408.7253 | 319.0855 | 6.5936 | Hard (default) | 0.65 |  | 3 | White City | residential | single carriageway | local road
| zZP6rWlqdMqr+60z | 40 | 122.4583 | 100.2958 | 0.72363 | Hard (default) | 1 |  | 3 | White City | city-centre | single carriageway | a road primary
| KaE3hESNNMaabAPf | 20 | 3122.0839 | 2.5388 | 26.6661 | Hard (default) | 1 |  | 3 | White City | soft | single carriageway | restricted local access road
| F57diUeFG+fwR2td | 40 | 518.3314 | 116.8072 | 2.9642 | Hard (default) | 0.72 |  | 3 | White City | residential | single carriageway | local road
| l9SJDaLXS21jO/Tx | 20 | 1377.5119 | 2.5388 | 11.7655 | Hard (default) | 1 |  | 3 | White City | soft | single carriageway | restricted local access road
| K+txQc686goqgbbl | 40 | 433.328 | 103.4439 | 2.5445 | Hard (default) | 0.66 |  | 3 | White City | residential | single carriageway | local road
| CE9hV/bro3KrUsP3 | 80 | 1149.7288 | 562.9321 | 4.8556 | Hard (default) | 0.65 |  | 3 | White City | residential | single carriageway | local road
| ZOOl5w+h9K/4RmHB | 40 | 251.2568 | 100.2958 | 1.4847 | Hard (default) | 1 |  | 3 | White City | city-centre | single carriageway | a road primary
| Hr1XWqJq/hIhvcPB | 50 | 3407.0022 | 148.3885 | 18.3586 | Hard (default) | 0.65 |  | 3 | White City | residential | single carriageway | local road
| Nf4fRPhTypbQVEEJ | 125 | 252.5306 | 1523.084 | 0.91265 | Hard (default) | 0.8557 |  | 3 | White City | soft | single carriageway | restricted local access road
| qt70cS9R7xpQ2Dh/ | 25 | 1073.3432 | 40.3157 | 7.95 | Hard (default) | 1 | Connector
| D8urfp7MfteuBycF | 65 | 332.3172 | 491.9103 | 1.433 | Hard (default) | 0.64 |  | 3 | White City | residential | single carriageway | local road
| NBCJiRR0RIDaFNQU | 32 | 664.9345 | 49.6357 | 4.6623 | Hard (default) | 0.81 |  | 3 | White City | soft | single carriageway | local road
| HSNK9CQ3HXzB6ZJj | 25 | 402.1008 | 30.4277 | 3.2466 | Hard (default) | 1 |  | 3 | White City | residential | single carriageway | local road
| kgPOy1XsbxuiE23R | 32 | 331.8795 | 49.6357 | 2.3271 | Hard (default) | 0.81 |  | 3 | White City | soft | single carriageway | local road
| k7xiBP7WSzIlLnQv | 200 | 233.2353 | 5646.4477 | 0.71329 | Hard (default) | 1 |  | 3 | White City | soft | traffic island link at junction | local road
| pQ8BhkFTjbv7sSEi | 50 | 2747.72 | 148.3885 | 14.8061 | Hard (default) | 0.65 |  | 3 | White City | residential | single carriageway | local road
| 4D59sgzd/sVCJzGZ | 80 | 1530.7204 | 562.9321 | 6.4646 | Hard (default) | 0.65 |  | 3 | White City | residential | single carriageway | local road
| 2aaqwLNGGlnaG76p | 100 | 1009.8701 | 863.2401 | 3.9709 | Hard (default) | 0.81 | Connector
| zlZOF/tq36pCOiJH | 80 | 3361.3566 | 520.4313 | 14.3485 | Hard (default) | 0.64 |  | 3 | White City | residential | single carriageway | local road
| goTWA8tW+dU5KC3L | 65 | 180.3747 | 319.0855 | 0.84425 | Hard (default) | 0.65 |  | 3 | White City | residential | single carriageway | local road
| 6kOb21kTZlQBn8hn | 50 | 2690.2178 | 151.5682 | 14.4579 | Hard (default) | 1 |  | 3 | White City | soft | single carriageway | restricted local access road
| +jZPCxcvn55nE7l5 | 20 | 2050.1601 | 1.6231 | 17.5107 | Hard (default) | 1 |  | 3 | White City | soft | single carriageway | local road
| xi5Zro8yuAiw8ibY | 400 | 1527.6681 | 27339.5091 | 3.9078 | Hard (default) | 0.62 |  | 3 | White City | soft | path | path
| pLTJ9ebUjyUzKA7q | 400 | 4413.5088 | 27007.6999 | 11.3019 | Hard (default) | 0.62 |  | 3 | White City | city-centre | single carriageway | a road
| YeZW8C2hMe7lIcOv | 200 | 2262.6353 | 5647.4477 | 6.9196 | Hard (default) | 1 |  | 3 | White City | residential | single carriageway | local road
| x7SYF3bMDDj+rN6O | 80 | 240.398 | 562.9321 | 1.0153 | Hard (default) | 0.65 |  | 3 | White City | residential | single carriageway | local road
| K9cCA8cakq7p2UTh | 40 | 507.8154 | 147.165 | 2.7417 | Hard (default) | 0.72 |  | 3 | White City | residential | single carriageway | local road
| 73MS53h5T50swInp | 20 | 3172.5037 | 1 | 27.0968 | Hard (default) | 1 |  | 3 | White City | residential | single carriageway | local road
| UBmhDg2eAeLWauf5 | 250 | 4010.2829 | 8774.0685 | 11.5799 | Hard (default) | 1 |  | 3 | White City | soft | single carriageway | minor road
| By1HDQrxsFTcCTzz | 200 | 1865.9544 | 5647.4477 | 5.7064 | Hard (default) | 1 |  | 3 | White City | soft | single carriageway | local road
| HZRyFIrIqcRjUiw5 | 100 | 4964.6929 | 962.6011 | 19.2602 | Hard (default) | 0.64 |  | 3 | White City | non-highway | path | path
| QRFJ6903dJns6tNY | 200 | 2276.8941 | 5175.2299 | 7.0358 | Hard (default) | 0.64 |  | 3 | White City | non-highway | path | path
| +PXnS6hli1xhqtxC | 50 | 1562.2012 | 205.5509 | 7.9417 | Hard (default) | 0.68 |  | 3 | White City | non-highway | single carriageway | restricted local access road
| iHB0ogl4veseoGfE | 125 | 2815.1757 | 1523.084 | 10.1741 | Hard (default) | 0.80548 |  | 3 | White City | residential | single carriageway | minor road
| uNNmynIvWRSPhpKz | 200 | 3969.3318 | 5511.1089 | 12.1795 | Hard (default) | 0.62 | Connector
| 9HE9kL8V4ZBdaTLY | 125 | 812.1916 | 1523.084 | 2.9353 | Hard (default) | 0.81853 |  | 3 | White City | soft | single carriageway | restricted local access road
| mfVpMQEkMDtfVkI7 | 65 | 4003.098 | 491.9103 | 17.2616 | Hard (default) | 0.64 |  | 3 | White City | residential | single carriageway | local road
| MM8SV3fKwh8JdC4b | 65 | 8312.8791 | 479.3174 | 36.0525 | Hard (default) | 0.7 |  | 3 | White City | non-highway | path | path
| VO+rNWI8CAc0OAUu | 40 | 1486.0547 | 119.558 | 8.453 | Hard (default) | 0.66 |  | 3 | White City | residential | single carriageway | local road
| pA47XvOKR4ch6Bz3 | 50 | 1113.7724 | 148.3885 | 6.0016 | Hard (default) | 0.65 |  | 3 | White City | residential | single carriageway | local road
| rp6kLvcur/5uhJRV | 40 | 810.3569 | 116.8072 | 4.6343 | Hard (default) | 0.72 |  | 3 | White City | residential | single carriageway | local road
| rW4K4EclUz2LWyVc | 65 | 1326.0895 | 491.9103 | 5.7182 | Hard (default) | 0.64 |  | 3 | White City | residential | single carriageway | local road
| YufsMOZoVOScOtyE | 80 | 759.0722 | 617.186 | 3.1628 | Hard (default) | 0.7295 |  | 3 | White City | city-centre | single carriageway | a road
| 7LoBu7+AnkW7AR44 | 400 | 2250.724 | 27339.5091 | 5.7574 | Hard (default) | 0.62 |  | 3 | White City | non-highway | path | path
| 0tj874zZdVNhJwIa | 125 | 6881.2771 | 1648.5896 | 24.6448 | Hard (default) | 0.63 |  | 3 | White City | residential | single carriageway | local road
| RclP7nBKZL1AeZiH | 200 | 912.409 | 4884.5049 | 2.8368 | Hard (default) | 0.64 | Connector
| CLXgFkUOEfBEqj30 | 100 | 1549.7152 | 962.6011 | 6.012 | Hard (default) | 0.64 |  | 3 | White City | soft | single carriageway | a road
| u206O2BJ1I107T3Q | 100 | 1107.0039 | 962.6011 | 4.2945 | Hard (default) | 0.64 |  | 3 | White City | non-highway | path | path
| g9haVpFq6vbZJ3bc | 40 | 1063.5411 | 100.2958 | 6.2847 | Hard (default) | 1 |  | 3 | White City | city-centre | single carriageway | a road primary
| YqWXSCE/WUkFxMVZ | 40 | 734.1261 | 116.8072 | 4.1983 | Hard (default) | 0.72 |  | 3 | White City | residential | single carriageway | local road
| LF/0EhlT1rqe0sb9 | 50 | 10975.5419 | 148.3885 | 59.1418 | Hard (default) | 0.65 |  | 3 | White City | residential | single carriageway | local road
| aMy0pcDCleOLrd7l | 20 | 662.0025 | 3.0272 | 5.6543 | Hard (default) | 1 |  | 3 | White City | soft | single carriageway | restricted local access road
| 3Ab6lGfPisLeuI9r | 80 | 3917.9064 | 562.9321 | 16.5462 | Hard (default) | 0.65 |  | 3 | White City | residential | single carriageway | local road
| 52EsjdVS1CktnDhw | 50 | 3492.1255 | 148.3885 | 18.8173 | Hard (default) | 0.65 |  | 3 | White City | non-highway | path | path
| 3riB1kFXy9OAw0lp | 65 | 929.451 | 366.3403 | 4.3393 | Hard (default) | 0.74827 |  | 3 | White City | residential | single carriageway | local road
| j9Ar0cT97OytrQ9J | 32 | 981.141 | 68.8437 | 6.3516 | Hard (default) | 0.66 | Connector
| fcKQNCAgrXEo/vq+ | 80 | 1480.3506 | 562.9321 | 6.2519 | Hard (default) | 0.65 |  | 3 | White City | soft | single carriageway | local road
| 3nqB3i0BGRJmECUH | 65 | 898.884 | 491.9103 | 3.876 | Hard (default) | 0.64 |  | 3 | White City | residential | single carriageway | local road
| ZjWl5TjGEh4AojFW | 80 | 798.547 | 562.9321 | 3.3724 | Hard (default) | 0.65 |  | 3 | White City | residential | single carriageway | local road
| YX4jbgpFYtCuHvoq | 450 | 555.9468 | 45527.2734 | 1.3446 | Hard (default) | 0.62 | Connector
| FJ9rNLIv5+SF8bqR | 200 | 1069.5285 | 5175.2299 | 3.3049 | Hard (default) | 0.64 |  | 3 | White City | non-highway | path | path
| pyqfFl1iUW76Z30p | 200 | 6082.8401 | 7368.838 | 17.9672 | Hard (default) | 0.63 |  | 3 | White City | soft | single carriageway | local road
| azTcU7cM4yrygOQP | 400 | 3592.7534 | 27339.5091 | 9.1903 | Hard (default) | 0.62 |  | 3 | White City | soft | path | path
| B9+HVfJsFPmAcn5Y | 40 | 3268.707 | 128.7279 | 18.268 | Hard (default) | 0.72 |  | 3 | White City | soft | single carriageway | restricted local access road
| 0MG7ixHdQwWh7EF5 | 50 | 637.8766 | 148.3885 | 3.4372 | Hard (default) | 0.65 |  | 3 | White City | soft | single carriageway | restricted local access road
| EUuepof+XUIJsonm | 150 | 1324.0051 | 3727.3559 | 4.2438 | Hard (default) | 0.64 |  | 3 | White City | city-centre | traffic island link at junction | a road
| 4w/HcAzDw8Cko9pS | 125 | 1404.0658 | 1523.084 | 5.0743 | Hard (default) | 0.80548 |  | 3 | White City | residential | single carriageway | minor road
| 44RjAzAXE7vmUrQM | 80 | 1125.6438 | 520.4313 | 4.805 | Hard (default) | 0.64 |  | 3 | White City | residential | single carriageway | local road
| hwM1/tXdsek3SfHW | 80 | 4997.0469 | 679.7181 | 20.504 | Hard (default) | 0.67 |  | 3 | White City | city-centre | single carriageway | a road primary
| 0i1m9CASAdxo2r+I | 200 | 11846.4619 | 5825.9936 | 36.1114 | Hard (default) | 1 |  | 3 | White City | city-centre | single carriageway | a road
| /eZ3x86v2b2dTaM0 | 65 | 43.0168 | 366.3403 | 0.20083 | Hard (default) | 0.74827 |  | 3 | White City | residential | single carriageway | local road
| kz/O6y7kplELLu7y | 25 | 485.0548 | 30.4277 | 3.9163 | Hard (default) | 1 |  | 3 | White City | residential | single carriageway | local road
| CbY1s9GlqdixKPN7 | 20 | 2877.1413 | 1 | 24.574 | Hard (default) | 1 |  | 3 | White City | non-highway | path | path
| hp/R7zEO/IcWBw0s | 400 | 1745.8788 | 27339.5091 | 4.466 | Hard (default) | 0.62 |  | 3 | White City | soft | path | path
| 2SNme/hsAV5t/0W8 | 150 | 1760.3782 | 3529.0716 | 5.6868 | Hard (default) | 0.63 |  | 3 | White City | non-highway | single carriageway | restricted local access road
| PsRhxN6J01pp7Nu/ | 300 | 2597.2733 | 14313.357 | 7.0833 | Hard (default) | 0.63218 |  | 3 | White City | residential | traffic island link | local road
| yEf1Ls3xPjWiFJNZ | 25 | 1187.5654 | 34.173 | 9.2721 | Hard (default) | 0.75 | Connector
| CIwAeElqlAQmS0WQ | 65 | 524.3982 | 475.7826 | 2.278 | Hard (default) | 0.74572 |  | 3 | White City | residential | single carriageway | local road
| t/rLbeYHS0iga9K3 | 125 | 1439.497 | 1523.084 | 5.2024 | Hard (default) | 0.80548 |  | 3 | White City | residential | single carriageway | minor road
| yVof355+xOC3Vcja | 80 | 3250.0444 | 709.6362 | 14.3194 | Hard (default) | 1 |  | 3 | White City | city-centre | slip road | a road primary
| MOS52UwJMGQbtMPA | 65 | 1921.2885 | 491.9103 | 8.2847 | Hard (default) | 0.64 |  | 3 | White City | residential | single carriageway | local road
| C7TykO4HGVMGfe54 | 200 | 2872.5384 | 5175.2299 | 8.8764 | Hard (default) | 0.64 |  | 3 | White City | soft | path | path
| 4Oqe9zGG4sHYnWpR | 80 | 1127.0492 | 562.9321 | 4.7598 | Hard (default) | 0.65 |  | 3 | White City | residential | single carriageway | local road
| 9wbcetkC198eozyj | 80 | 258.9729 | 562.9321 | 1.0937 | Hard (default) | 0.65 |  | 3 | White City | residential | single carriageway | local road
| EnrKMD8VMRAGNlCH | 65 | 348.7421 | 491.9103 | 1.5038 | Hard (default) | 0.64 |  | 3 | White City | residential | single carriageway | local road
| 6PgrEVcOGjI/GTCm | 50 | 515.2606 | 148.3885 | 2.7765 | Hard (default) | 0.65 |  | 3 | White City | residential | single carriageway | local road
| JgT+fja1I9Oz5Ln6 | 80 | 288.3023 | 562.9321 | 1.2176 | Hard (default) | 0.65 |  | 3 | White City | residential | single carriageway | local road
| esHoP7p5f8NPNNWi | 50 | 846.8661 | 148.3885 | 4.5633 | Hard (default) | 0.65 |  | 3 | White City | residential | single carriageway | local road
| KN0DDg0L1YVE/XAm | 250 | 19586.7448 | 9286.4509 | 56.2516 | Hard (default) | 1 |  | 3 | White City | soft | single carriageway | minor road
| wTCHbdZVXZ6ZyjHn | 50 | 424.2088 | 148.3885 | 2.2859 | Hard (default) | 0.65 |  | 3 | White City | residential | single carriageway | local road
| 0X8pMxZEcjU3s9qx | 80 | 682.6237 | 562.9321 | 2.8829 | Hard (default) | 0.65 |  | 3 | White City | residential | single carriageway | local road
| pWj97HYBl84cep3Q | 80 | 900.2147 | 617.186 | 3.7508 | Hard (default) | 0.7295 |  | 3 | White City | residential | single carriageway | local road
| mnNdfb8d+QoEmriv | 65 | 980.2175 | 491.9103 | 4.2268 | Hard (default) | 0.64 |  | 3 | White City | residential | single carriageway | local road
| tBKS7/iOC4RYVqCS | 40 | 498.3585 | 100.2958 | 2.9449 | Hard (default) | 1 |  | 3 | White City | city-centre | single carriageway | a road primary
| ZqEEneiW90piuOoq | 50 | 1137.0094 | 148.3885 | 6.1268 | Hard (default) | 0.65 |  | 3 | White City | residential | single carriageway | local road
| LfiZ9hz8OcMa7AMz | 80 | 479.9439 | 617.186 | 1.9997 | Hard (default) | 0.7295 |  | 3 | White City | residential | single carriageway | local road
| UISOAQD2IACiUrBQ | 125 | 588.7738 | 1523.084 | 2.1278 | Hard (default) | 0.80548 |  | 3 | White City | residential | single carriageway | local road
| 4GTdILpmp8mG0wbZ | 80 | 1050.6107 | 617.186 | 4.3775 | Hard (default) | 0.7295 |  | 3 | White City | residential | single carriageway | local road
| XlOuxxPWQBUOV2h1 | 65 | 774.4543 | 366.3403 | 3.6157 | Hard (default) | 0.74827 |  | 3 | White City | residential | single carriageway | local road
| vhcg35jbWhbzAF+8 | 65 | 438.1724 | 319.0855 | 2.0509 | Hard (default) | 0.65 |  | 3 | White City | soft | single carriageway | local road
| LSlW+3hhWIAJg4tO | 20 | 631.4374 | 1.6231 | 5.3932 | Hard (default) | 1 |  | 3 | White City | soft | single carriageway | local road
| ITve3p+oEhZwHvzx | 40 | 178.1602 | 90.1693 | 1.0747 | Hard (default) | 1 | Connector
| 2ncicgX48K9gl6k4 | 20 | 607.4879 | 1.6231 | 5.1886 | Hard (default) | 1 |  | 3 | White City | soft | single carriageway | local road
| MRZGV8iiLO/zK/0Q | 80 | 2453.7787 | 718.4055 | 10.8111 | Hard (default) | 1 |  | 3 | White City | soft | dual carriageway | a road primary
| 6O84AnrNGqK6zt5R | 20 | 191.4573 | 1 | 1.6353 | Hard (default) | 1 |  | 3 | White City | soft | single carriageway | restricted local access road
| mioephAKOVTbGFwX | 200 | 2112.4167 | 5647.4477 | 6.4602 | Hard (default) | 1 |  | 3 | White City | residential | single carriageway | minor road
| RM7K/NZ9J0gJowvf | 80 | 3254.5018 | 610.5662 | 13.7104 | Hard (default) | 0.67 |  | 3 | White City | residential | single carriageway | local road
| sAXNnpSZNLZRXRqD | 80 | 347.8067 | 562.9321 | 1.4689 | Hard (default) | 0.65 |  | 3 | White City | residential | single carriageway | local road
| 3S/CaKJ7In3PetSv | 125 | 4038.9137 | 1523.084 | 14.5967 | Hard (default) | 0.80548 |  | 3 | White City | soft | single carriageway | minor road
| gqhmJFueg7rbOAag | 100 | 3790.6202 | 962.6011 | 14.7054 | Hard (default) | 0.64 |  | 3 | White City | soft | path | path
| Wske48nBsPfuIiGm | 40 | 314.994 | 147.165 | 1.7006 | Hard (default) | 0.72 |  | 3 | White City | residential | single carriageway | local road
| L5+8ZmBsOkvYbfpG | 65 | 711.0899 | 319.0855 | 3.3283 | Hard (default) | 0.65 |  | 3 | White City | residential | single carriageway | local road
| DaynQhCVHSulQjoS | 80 | 6697.4558 | 620.9996 | 27.8794 | Hard (default) | 0.67 |  | 3 | White City | city-centre | slip road | a road
| reYitwIATJv4RsCI | 125 | 1478.6773 | 1523.084 | 5.344 | Hard (default) | 0.80548 |  | 3 | White City | soft | single carriageway | local road
| iTqIw2pp47eR2O0/ | 65 | 27.8511 | 366.3403 | 0.13003 | Hard (default) | 0.74827 |  | 3 | White City | residential | single carriageway | local road
| nNUmyYn6QNYe+dBY | 65 | 410.7285 | 366.3403 | 1.9175 | Hard (default) | 0.74827 |  | 3 | White City | residential | single carriageway | local road
| 6hn6LBuIh2X0XC/D | 80 | 826.5515 | 562.9321 | 3.4907 | Hard (default) | 0.65 |  | 3 | White City | residential | single carriageway | local road
| uhK+Ypu0nut8jyU+ | 65 | 1151.4042 | 366.3403 | 5.3755 | Hard (default) | 0.74827 |  | 3 | White City | residential | single carriageway | local road
| q4YDVzxAB6nrWjvh | 50 | 988.9655 | 148.3885 | 5.329 | Hard (default) | 0.65 |  | 3 | White City | residential | single carriageway | local road
| yzSJvK+k15F8txOU | 80 | 1456.5538 | 562.9321 | 6.1514 | Hard (default) | 0.65 |  | 3 | White City | residential | single carriageway | local road
| +dBGK3McEegYlwwl | 125 | 11597.3498 | 2448.1712 | 39.2786 | Hard (default) | 0.63 |  | 3 | White City | residential | single carriageway | local road
| I35JBRVnObFXoYuY | 20 | 563.6277 | 2.916 | 3.7951 | Hard (default) | 1 |  | 3 | White City | residential | single carriageway | local road
| /113b9DaBQkWDT6l | 125 | 904.6822 | 2448.1712 | 3.064 | Hard (default) | 0.63 |  | 3 | White City | soft | single carriageway | local road
| uhd9jxGjYLvhYvHV | 125 | 1944.5869 | 1523.9644 | 7.0278 | Hard (default) | 0.80664 |  | 3 | White City | soft | path | path
| 6SggQ7CPtUAS2edR | 40 | 81.3537 | 103.4439 | 0.4777 | Hard (default) | 0.66 |  | 3 | White City | residential | single carriageway | local road
| DK+ywlcRHb7DqL8z | 50 | 997.7223 | 148.3885 | 5.3762 | Hard (default) | 0.65 |  | 3 | White City | residential | single carriageway | local road
| maY8UYLsuKjCkAhj | 200 | 4466.1688 | 5647.4477 | 13.6584 | Hard (default) | 1 |  | 3 | White City | soft | path | path
| Sa+4elLBcnMxVTqU | 200 | 2288.7522 | 5646.4477 | 6.9996 | Hard (default) | 1 |  | 3 | White City | soft | single carriageway | minor road
| jL3uYsB7nPShvjcI | 80 | 3109.7693 | 707.2215 | 13.7013 | Hard (default) | 1 |  | 3 | White City | soft | slip road | a road primary
| xJWC9a28gydkwtnZ | 20 | 126.8866 | 1.6231 | 1.0838 | Hard (default) | 1 |  | 3 | White City | soft | single carriageway | local road
| 5Z5uEHCBjoMkN+SV | 200 | 1599.8192 | 5649.9865 | 4.8923 | Hard (default) | 1 |  | 3 | White City | soft | single carriageway | minor road
| +n2kTXyo6QTeMrlI | 40 | 857.0506 | 100.2958 | 5.0645 | Hard (default) | 1 |  | 3 | White City | city-centre | single carriageway | a road primary
| 6kHRsIOwZbuDQKbn | 80 | 1128.0514 | 617.186 | 4.7002 | Hard (default) | 0.7295 |  | 3 | White City | residential | single carriageway | local road
| NJ5ljSasgzIhIJQD | 65 | 1464.3166 | 475.7826 | 6.361 | Hard (default) | 0.74572 |  | 3 | White City | residential | single carriageway | local road
| 87i1zCCSAZPCbTcv | 200 | 7922.3325 | 5175.2299 | 24.4807 | Hard (default) | 0.64 |  | 3 | White City | residential | single carriageway | local road
| a3/w3xrnFcx89PN3 | 40 | 2051.2388 | 83.6016 | 11.4539 | Hard (default) | 0.81 |  | 3 | White City | city-centre | single carriageway | a road primary
| +RK8U+N9H6ZQFBwz | 150 | 4958.7929 | 3402.5771 | 16.0996 | Hard (default) | 1 | Connector
| jNaRzg0pwBvb6KxY | 200 | 193.2512 | 5175.2299 | 0.59716 | Hard (default) | 0.64 |  | 3 | White City | non-highway | path | path
| yWc/NqxcDcjtNi5A | 50 | 2193.0013 | 161.7437 | 11.6537 | Hard (default) | 0.7 |  | 3 | White City | soft | single carriageway | restricted local access road
| /o+2NliZzGDqtURt | 40 | 155.8614 | 83.6016 | 0.87031 | Hard (default) | 0.81 |  | 3 | White City | city-centre | single carriageway | a road primary
| qfB94DP9X9C+1QG/ | 50 | 2170.0048 | 148.3885 | 11.6931 | Hard (default) | 0.65 |  | 3 | White City | residential | single carriageway | local road
| a+sUHAb7UDgcVq+/ | 25 | 112.8148 | 31.438 | 0.90256 | Hard (default) | 0.81 |  | 3 | White City | city-centre | single carriageway | a road
| 4cLxv9FfSWYsegv4 | 400 | 2078.1531 | 32353.013 | 5.2313 | Hard (default) | 0.62 |  | 3 | White City | soft | path | path
| VqfhLnsuFAD8UijX | 100 | 7443.8165 | 1483.2 | 27.0639 | Hard (default) | 1 |  | 3 | White City | motorway | dual carriageway | a road
| qw7icStV7xRScFXG | 80 | 42.0063 | 617.186 | 0.17502 | Hard (default) | 0.7295 |  | 3 | White City | city-centre | single carriageway | a road
| sCY1HTDZroMaMIQL | 250 | 26913.8066 | 9286.4509 | 77.2944 | Hard (default) | 1 |  | 3 | White City | soft | single carriageway | minor road
| 9V6QKtvrpHHpJwW0 | 200 | 2673.2738 | 5649.9865 | 8.175 | Hard (default) | 1 |  | 3 | White City | soft | single carriageway | minor road
| vCvd+RA2NmxuvRqI | 200 | 3536.9214 | 5825.9936 | 10.7815 | Hard (default) | 1 |  | 3 | White City | city-centre | single carriageway | a road
| b0LojQu+nbqAxX8G | 50 | 888.6571 | 148.3885 | 4.7885 | Hard (default) | 0.65 |  | 3 | White City | residential | single carriageway | local road
| h+K/CB0tmoLT1MOe | 20 | 1751.9705 | 1.823 | 14.9638 | Hard (default) | 1 |  | 3 | White City | soft | path | path
| mT2OSh9f4do/H48d | 200 | 1811.6942 | 5649.9865 | 5.5402 | Hard (default) | 1 |  | 3 | White City | soft | single carriageway | minor road
| QckuG258NvHc8YRi | 20 | 576.9183 | 1 | 4.9275 | Hard (default) | 1 |  | 3 | White City | residential | single carriageway | local road
| P7BHcFHA5NseD0uc | 65 | 1157.4555 | 491.9103 | 4.991 | Hard (default) | 0.64 |  | 3 | White City | residential | single carriageway | local road
| olBQ5YixMiB2jWB7 | 65 | 1136.7793 | 491.9103 | 4.9019 | Hard (default) | 0.64 |  | 3 | White City | residential | single carriageway | local road
| t95hRPUgZoPMZFUw | 80 | 2842.5247 | 667.9259 | 11.6971 | Hard (default) | 0.63 |  | 3 | White City | soft | single carriageway | local road
| Wbz7u4VWWw6zrsSh | 40 | 1025.8232 | 100.2958 | 6.0618 | Hard (default) | 1 |  | 3 | White City | city-centre | single carriageway | a road primary
| tUwIwsKqJv10+Zmi | 25 | 372.6195 | 30.4277 | 3.0085 | Hard (default) | 1 |  | 3 | White City | residential | single carriageway | local road
| PytN5fLZE70+Xfwr | 100 | 3004.6471 | 962.6011 | 11.6563 | Hard (default) | 0.64 |  | 3 | White City | soft | single carriageway | a road
| uNia6XpsQPG71o4o | 65 | 1292.6218 | 366.3403 | 6.0348 | Hard (default) | 0.74827 |  | 3 | White City | residential | single carriageway | local road
| tHICDi8Alug+FcCS | 80 | 281.398 | 562.9321 | 1.1884 | Hard (default) | 0.65 |  | 3 | White City | residential | single carriageway | local road
| EDwwq8AcIjqbbaqe | 200 | 5876.3624 | 5646.4477 | 17.9714 | Hard (default) | 1 |  | 3 | White City | residential | traffic island link at junction | local road
| MHXmGDR3JiMXgfKz | 40 | 1298.1232 | 103.4439 | 7.6225 | Hard (default) | 0.66 |  | 3 | White City | residential | single carriageway | local road
| OnFbhCJtJmOzjc/+ | 25 | 532.0812 | 25.5461 | 4.496 | Hard (default) | 0.81 |  | 3 | White City | residential | single carriageway | local road
| APmB2NaOWBfDWVam | 125 | 465.2121 | 1523.084 | 1.6813 | Hard (default) | 0.80548 |  | 3 | White City | residential | single carriageway | minor road
| OLDrcN/bhC1zYPBv | 200 | 2110.4003 | 7368.838 | 6.2336 | Hard (default) | 0.63 |  | 3 | White City | non-highway | single carriageway | restricted local access road
| A6WpXZ/QNYPkB0Ta | 125 | 1882.9247 | 1663.8596 | 6.7362 | Hard (default) | 0.8104 | Connector
| h+8L4WDjeZOdCd9O | 150 | 2113.8439 | 3529.0716 | 6.8286 | Hard (default) | 0.63 |  | 3 | White City | non-highway | single carriageway | restricted local access road
| NgVaAmPfZkXj1Mll | 32 | 581.7854 | 65.0357 | 3.8245 | Hard (default) | 0.67 | Connector
| gAOzBtzbp7bFVkXA | 80 | 1890.215 | 562.9321 | 7.9828 | Hard (default) | 0.65 |  | 3 | White City | soft | single carriageway | local road
| 7U+HyamO7yFGrHYA | 65 | 1485.1157 | 366.3403 | 6.9335 | Hard (default) | 0.74827 |  | 3 | White City | soft | single carriageway | local road
| IkAmFWolDv1SqyzD | 200 | 7104.6769 | 5647.4477 | 21.7275 | Hard (default) | 1 |  | 3 | White City | soft | single carriageway | minor road
| Grc9dhIHBbXdKP2W | 32 | 1218.7379 | 73.3133 | 7.7514 | Hard (default) | 1 | Connector
| OpEtV+0cNo4tjFz/ | 50 | 287.1564 | 205.5509 | 1.4598 | Hard (default) | 0.68 |  | 3 | White City | non-highway | single carriageway | restricted local access road
| LX2CO9rzLSCuPmHV | 20 | 3702.7759 | 1.5302 | 31.6259 | Hard (default) | 1 |  | 3 | White City | residential | single carriageway | local road
| K8wviADc+/P/249E | 65 | 2625.184 | 491.9103 | 11.32 | Hard (default) | 0.64 |  | 3 | White City | residential | single carriageway | local road
| MVRcAeS2kB+z9x/e | 20 | 208.1194 | 2.5388 | 1.7776 | Hard (default) | 1 |  | 3 | White City | soft | path | path
| /nij34JppdXhLsOH | 40 | 458.7259 | 132.9184 | 2.5434 | Hard (default) | 0.72 | Connector
| gz7GLhMuXOGYsM1l | 50 | 23.9167 | 205.5509 | 0.12158 | Hard (default) | 0.68 |  | 3 | White City | non-highway | single carriageway | restricted local access road
| PHUnJ9tdv3V5/Rxz | 200 | 21662.5484 | 7536.2844 | 63.7712 | Hard (default) | 0.63 |  | 3 | White City | soft | single carriageway | local road
| oVu6DrHGCOyS4UGJ | 50 | 1236.7521 | 253.6072 | 6.0018 | Hard (default) | 0.75 | Connector
| 7Ut21V3qAvHk/tOC | 50 | 851.519 | 148.3885 | 4.5884 | Hard (default) | 0.65 |  | 3 | White City | residential | single carriageway | local road
| NA8TNySZyYvHRDDo | 150 | 3773.7869 | 3529.0716 | 12.191 | Hard (default) | 0.63 |  | 3 | White City | non-highway | path | path
| a9v4rUmv9OuVFc2u | 80 | 296.3477 | 562.9321 | 1.2515 | Hard (default) | 0.65 |  | 3 | White City | residential | single carriageway | local road
| d+gj/pS3Tg5qtKkx | 25 | 580.8078 | 31.438 | 4.6467 | Hard (default) | 0.81 |  | 3 | White City | city-centre | single carriageway | a road
| eZDm7l8Jc8vFr2WF | 50 | 1118.429 | 148.3885 | 6.0267 | Hard (default) | 0.65 |  | 3 | White City | residential | single carriageway | local road
| YnTPQo6eQ2v2J9Ey | 200 | 4648.2449 | 7368.838 | 13.7298 | Hard (default) | 0.63 |  | 3 | White City | residential | single carriageway | local road
| 0Hz1Ve7YfaCEkQaL | 80 | 415.6694 | 679.7181 | 1.7056 | Hard (default) | 0.67 |  | 3 | White City | city-centre | single carriageway | a road primary
| IPXY8kUZaJGPX2+B | 150 | 956.3199 | 3530.0356 | 3.0892 | Hard (default) | 0.63 |  | 3 | White City | city-centre | single carriageway | a road
| QPT1/kHfo5y15ber | 80 | 3928.1536 | 562.9321 | 16.5895 | Hard (default) | 0.65 |  | 3 | White City | residential | single carriageway | local road
| dZe3of6+xE36Q/sW | 20 | 239.7325 | 2.916 | 1.6142 | Hard (default) | 1 |  | 3 | White City | residential | single carriageway | local road
| oIrp8DeYtqjvPi3J | 20 | 1106.5562 | 2.916 | 7.4508 | Hard (default) | 1 |  | 3 | White City | residential | single carriageway | local road
| 6tAR4LrJ78YQBkFS | 20 | 1370.2229 | 3 | 11.7033 | Hard (default) | 1 |  | 3 | White City | soft | path | path
| qpAa+Ye/Hrt9WbGj | 80 | 680.7752 | 562.9321 | 2.8751 | Hard (default) | 0.65 |  | 3 | White City | residential | single carriageway | local road
| wQrdbmLNd953LeIt | 80 | 1290.2954 | 718.4055 | 5.6849 | Hard (default) | 1 |  | 3 | White City | city-centre | slip road | a road primary
| dWo+SoB8MI+1RWIy | 50 | 956.4636 | 148.3885 | 5.1539 | Hard (default) | 0.65 |  | 3 | White City | non-highway | path | path
| 5D/v2pVmabCmRPKI | 65 | 685.6767 | 316.2818 | 3.2138 | Hard (default) | 0.75 |  | 3 | White City | non-highway | path | path
| 6REe0LMyUjNldCDu | 80 | 163.3433 | 617.186 | 0.68059 | Hard (default) | 0.7295 |  | 3 | White City | residential | single carriageway | local road
| S3vT2ooVa7x8lqnv | 65 | 5.2442 | 316.2818 | 0.02458 | Hard (default) | 0.75 |  | 3 | White City | non-highway | path | path
| hhSicuZyAsBri5cP | 200 | 4044.4824 | 5825.9936 | 12.3287 | Hard (default) | 1 |  | 3 | White City | city-centre | single carriageway | a road
| K489QHWKgjLtU++o | 65 | 679.7785 | 454.2578 | 2.9824 | Hard (default) | 1 | Connector
| p/BxVx39D32AruHs | 20 | 3589.5255 | 1 | 30.6586 | Hard (default) | 1 |  | 3 | White City | city-centre | traffic island link at junction | a road
| girVmEHNPgYamBtk | 80 | 7690.4271 | 667.9259 | 31.6463 | Hard (default) | 0.63 |  | 3 | White City | residential | single carriageway | local road
| KeQMKSYXr0oy7Nm5 | 80 | 2412.2402 | 723.924 | 10.6281 | Hard (default) | 1 |  | 3 | White City | city-centre | traffic island link at junction | a road primary
| mKVbLvTcp0vO1Yoo | 20 | 1251.7706 | 1 | 10.6915 | Hard (default) | 1 |  | 3 | White City | residential | single carriageway | local road
| RHXpyJxoDY4/gueP | 200 | 1729.6691 | 5647.4477 | 5.2897 | Hard (default) | 1 |  | 3 | White City | soft | single carriageway | local road
| XwGsZ8ImI8GRMzlE | 80 | 616.9287 | 562.9321 | 2.6054 | Hard (default) | 0.65 |  | 3 | White City | soft | single carriageway | local road
| +pYelrCktFo+cyix | 80 | 645.6164 | 617.186 | 2.69 | Hard (default) | 0.7295 |  | 3 | White City | city-centre | single carriageway | a road
| NIf90NCBiDrW5SbS | 20 | 171.2911 | 2.5388 | 1.463 | Hard (default) | 1 |  | 3 | White City | soft | single carriageway | restricted local access road
| R4d5buA8Tx80LpPG | 40 | 480.4083 | 100.2958 | 2.8388 | Hard (default) | 1 |  | 3 | White City | city-centre | single carriageway | a road primary
| BlfSTdPD6wZKqFaT | 80 | 1295.5368 | 562.9321 | 5.4713 | Hard (default) | 0.65 |  | 3 | White City | residential | single carriageway | local road
| VoKa/TM02/ZlZPoU | 150 | 4527.223 | 3529.0716 | 14.6249 | Hard (default) | 0.63 |  | 3 | White City | non-highway | single carriageway | restricted local access road
| b0iYVxlmFmYpp9LB | 400 | 3833.0379 | 26893.9839 | 9.8191 | Hard (default) | 0.62 |  | 3 | White City | city-centre | single carriageway | a road
| s24Q8njTdeNot//k | 400 | 1700.6055 | 32353.013 | 4.2809 | Hard (default) | 0.62 |  | 3 | White City | soft | path | path
| e/o2LySeQojyMnd9 | 40 | 8673.7477 | 119.4574 | 49.348 | Hard (default) | 0.81 |  | 3 | White City | soft | path | path
| EBBT8kxYzTdp1VKv | 100 | 420.3761 | 1483.2 | 1.5284 | Hard (default) | 1 |  | 3 | White City | motorway | dual carriageway | a road
| 71MYXUXgY4QtEG8S | 65 | 1190.9688 | 366.3403 | 5.5602 | Hard (default) | 0.74827 |  | 3 | White City | residential | single carriageway | local road
| eYlYb1pbxRn6fdr/ | 20 | 200.7836 | 2.916 | 1.3519 | Hard (default) | 1 |  | 3 | White City | residential | single carriageway | local road
| dFqBjRLh+e1m+ucY | 80 | 720.1367 | 617.186 | 3.0005 | Hard (default) | 0.7295 |  | 3 | White City | residential | single carriageway | local road
| pS3s5JXWVAqk4ZaQ | 100 | 7040.1359 | 1483.2 | 25.5963 | Hard (default) | 1 |  | 3 | White City | city-centre | roundabout | a road primary
| OdEfMdqhaUG6Z7vX | 25 | 578.1085 | 25.5461 | 4.8849 | Hard (default) | 0.81 |  | 3 | White City | residential | single carriageway | local road
| nSVlopC8/WNfXHll | 25 | 546.7431 | 31.438 | 4.3742 | Hard (default) | 0.81 |  | 3 | White City | city-centre | single carriageway | a road
| /1u228+NDSJBKIHK | 200 | 1741.8896 | 5647.4477 | 5.327 | Hard (default) | 1 |  | 3 | White City | soft | single carriageway | local road
| l+YxLrHm3F/CQM89 | 200 | 2047.0713 | 7536.2844 | 6.0263 | Hard (default) | 0.63 |  | 3 | White City | residential | single carriageway | local road
| ePVxm9cViH7hSobh | 400 | 2388.0233 | 27339.5091 | 6.1086 | Hard (default) | 0.62 |  | 3 | White City | non-highway | path | path
| Nh8CPRWaZPfVEMQL | 40 | 398.2051 | 103.4439 | 2.3382 | Hard (default) | 0.66 |  | 3 | White City | residential | single carriageway | local road
| vc6vNhc4QgzDREmY | 40 | 136.414 | 128.7279 | 0.76239 | Hard (default) | 0.72 |  | 3 | White City | soft | single carriageway | restricted local access road
| HwFjIO5MwxbD4Ytd | 125 | 3766.4867 | 1648.5896 | 13.4894 | Hard (default) | 0.63 |  | 3 | White City | residential | single carriageway | local road
| 4beiYqudopgWkr/1 | 25 | 349.2214 | 31.438 | 2.7939 | Hard (default) | 0.81 |  | 3 | White City | city-centre | single carriageway | a road
| rT84Boy7t1y+XZFU | 80 | 1498.0637 | 562.9321 | 6.3267 | Hard (default) | 0.65 |  | 3 | White City | soft | single carriageway | local road
| 4fkkIuNSvaYrZ/Wj | 65 | 3824.1465 | 316.2818 | 17.9239 | Hard (default) | 0.75 |  | 3 | White City | non-highway | path | path
| iGmGE5X3MCH6oTtT | 25 | 402.0592 | 30.4277 | 3.2462 | Hard (default) | 1 |  | 3 | White City | residential | single carriageway | local road
| 4hiI97Jg4S5TAPQn | 200 | 490.2936 | 7536.2844 | 1.4433 | Hard (default) | 0.63 |  | 3 | White City | soft | single carriageway | local road
| U/2fehBQRjD8ogyc | 200 | 1409.8119 | 5647.4477 | 4.3115 | Hard (default) | 1 |  | 3 | White City | soft | single carriageway | local road
| DOZI306W5spplfuL | 400 | 902.2818 | 27339.5091 | 2.308 | Hard (default) | 0.62 |  | 3 | White City | non-highway | path | path
| ow73n1mgJYklCd/j | 300 | 11386.7514 | 14313.357 | 31.054 | Hard (default) | 0.63218 |  | 3 | White City | residential | traffic island link | local road
| EiM7zfniyE75Plb2 | 20 | 1578.5613 | 1.5302 | 13.4827 | Hard (default) | 1 |  | 3 | White City | residential | single carriageway | local road
| Nwd9GuZvnqvDfJPp | 20 | 2348.7859 | 1 | 20.0613 | Hard (default) | 1 |  | 3 | White City | soft | path | path
| V7WTslQ29WyIL4vY | 200 | 6399.015 | 7368.838 | 18.9012 | Hard (default) | 0.63 |  | 3 | White City | residential | single carriageway | local road
| dWu/YzTnL0nOb1oS | 65 | 1609.0408 | 479.3174 | 6.9783 | Hard (default) | 0.7 |  | 3 | White City | non-highway | path | path
| DNdzniNIXF4MeaKg | 80 | 674.9433 | 562.9321 | 2.8504 | Hard (default) | 0.65 |  | 3 | White City | residential | single carriageway | local road
| Zz0hmcYmY0+mI5Pj | 80 | 222.079 | 617.186 | 0.92532 | Hard (default) | 0.7295 |  | 3 | White City | residential | single carriageway | local road
| +BZ/NPXcvPr3i1wK | 65 | 2187.2374 | 319.0855 | 10.2374 | Hard (default) | 0.65 |  | 3 | White City | residential | single carriageway | local road
| b6rwAZGG6rDZiPxb | 80 | 996.786 | 617.186 | 4.1532 | Hard (default) | 0.7295 |  | 3 | White City | city-centre | single carriageway | a road
| XL4zhAPyWTCzmunO | 20 | 544.4555 | 2.916 | 3.666 | Hard (default) | 1 |  | 3 | White City | residential | single carriageway | local road
| U1rr7EJK+udIX1+l | 25 | 693.5099 | 25.5461 | 5.86 | Hard (default) | 0.81 |  | 3 | White City | residential | single carriageway | local road
| H5FyYTihRTOEukW6 | 20 | 1159.1918 | 2.916 | 7.8052 | Hard (default) | 1 |  | 3 | White City | residential | single carriageway | local road
| bQDkrB5hiPmPhS0T | 65 | 897.1113 | 319.0855 | 4.199 | Hard (default) | 0.65 |  | 3 | White City | soft | single carriageway | local road
| Ggb7Dbo8DhhpzKs9 | 80 | 5666.641 | 520.4313 | 24.189 | Hard (default) | 0.64 |  | 3 | White City | residential | single carriageway | local road
| wnNT5QnjQh8NvsuU | 40 | 111.0323 | 100.2958 | 0.65611 | Hard (default) | 1 |  | 3 | White City | city-centre | single carriageway | a road primary
| rHxnfpTW5O2z53i3 | 250 | 5929.9152 | 9286.4509 | 17.0303 | Hard (default) | 1 |  | 3 | White City | soft | single carriageway | minor road
| LOglW51Dilp0CfRp | 50 | 1030.2438 | 148.3885 | 5.5515 | Hard (default) | 0.65 |  | 3 | White City | residential | single carriageway | local road
| cD6r3RxyV867tb7D | 32 | 2462.6916 | 55.3082 | 16.8541 | Hard (default) | 1 | Connector
| Ge0/gyxjw2K5Ot9R | 80 | 1281.5184 | 562.9321 | 5.4121 | Hard (default) | 0.65 |  | 3 | White City | residential | single carriageway | local road
| j8Jtvn2Cf+BgRi0b | 80 | 1419.2588 | 562.9321 | 5.9939 | Hard (default) | 0.65 |  | 3 | White City | residential | single carriageway | local road
| XT4GnxP+qPjB51bw | 250 | 6128.1501 | 8774.0685 | 17.6953 | Hard (default) | 1 |  | 3 | White City | residential | single carriageway | minor road
| O+iWRb//dpCeCJsQ | 65 | 661.7846 | 319.0855 | 3.0975 | Hard (default) | 0.65 |  | 3 | White City | residential | single carriageway | local road
| X6EX/Ic6o9yd2KSV | 400 | 298.9922 | 27339.5091 | 0.76482 | Hard (default) | 0.62 |  | 3 | White City | non-highway | path | path
| C1tqztrDwb/fzs+k | 300 | 6747.3624 | 14313.357 | 18.4014 | Hard (default) | 0.63218 |  | 3 | White City | residential | single carriageway | local road
| 1NcsDYNJ4HavIl8g | 200 | 1532.0909 | 5175.2299 | 4.7343 | Hard (default) | 0.64 |  | 3 | White City | city-centre | traffic island link at junction | a road
| ZFaMuKMZKXVAbFQD | 65 | 2457.884 | 374.6233 | 11.1967 | Hard (default) | 0.7 |  | 3 | White City | city-centre | traffic island link | a road
| gNyWM3iNWj2SU53E | 200 | 2042.9821 | 5825.9936 | 6.2276 | Hard (default) | 1 |  | 3 | White City | city-centre | single carriageway | a road
| 1h68GKAAbP6oxLid | 80 | 1476.2968 | 617.186 | 6.1512 | Hard (default) | 0.7295 |  | 3 | White City | residential | single carriageway | local road
| t1k7SVQxwZAN7N/I | 65 | 306.7341 | 491.9103 | 1.3227 | Hard (default) | 0.64 |  | 3 | White City | residential | single carriageway | local road
| 2blBNxAtxjrqqgGO | 65 | 306.448 | 491.9103 | 1.3214 | Hard (default) | 0.64 |  | 3 | White City | residential | single carriageway | local road
| ZBoui/v/Aa+vy/AY | 80 | 1109.5635 | 562.9321 | 4.6859 | Hard (default) | 0.65 |  | 3 | White City | residential | single carriageway | local road
| TeJWMHGyDONWRU2Y | 50 | 1072.0499 | 148.3885 | 5.7767 | Hard (default) | 0.65 |  | 3 | White City | residential | single carriageway | local road
| d565PqCopem1kBrT | 80 | 1152.2669 | 617.186 | 4.8011 | Hard (default) | 0.7295 |  | 3 | White City | residential | single carriageway | local road
| OPJkz9WRb78x+Htz | 125 | 1352.5789 | 1523.084 | 4.8882 | Hard (default) | 0.80548 |  | 3 | White City | soft | single carriageway | local road
| 2zlvwt/vw722W22m | 65 | 1788.8292 | 366.3403 | 8.3514 | Hard (default) | 0.74827 |  | 3 | White City | residential | single carriageway | local road
| EBddu7VZhX7gfPnK | 65 | 4616.806 | 454.2578 | 20.2554 | Hard (default) | 1 |  | 3 | White City | non-highway | path | path
| Fqmdx44zpKGNjKae | 25 | 348.2656 | 25.5461 | 2.9428 | Hard (default) | 0.81 |  | 3 | White City | residential | single carriageway | local road
| q5D3bMwZkrJKQvNW | 125 | 656.7518 | 1598.0704 | 2.3607 | Hard (default) | 0.81 |  | 3 | White City | non-highway | path | path
| 5A22wQBMXRNg7CbY | 32 | 4064.8546 | 49.6357 | 28.5017 | Hard (default) | 0.81 | Connector
| 3yLghPDEFFgPiWZ0 | 40 | 801.5556 | 116.8072 | 4.5839 | Hard (default) | 0.72 |  | 3 | White City | residential | single carriageway | local road
| zr/IDTj5JRbxPmvV | 80 | 631.4113 | 617.186 | 2.6308 | Hard (default) | 0.7295 |  | 3 | White City | city-centre | single carriageway | a road
| H8bo2gS0U1GXothJ | 150 | 2794.7978 | 3530.0356 | 9.0281 | Hard (default) | 0.63 |  | 3 | White City | residential | single carriageway | local road
| HI859ilmRPAbGW/K | 125 | 1351.7752 | 1523.084 | 4.8853 | Hard (default) | 0.80548 |  | 3 | White City | soft | single carriageway | local road
| OdxLgEhALf+zIwCd | 200 | 4791.6969 | 5825.9936 | 14.6065 | Hard (default) | 1 |  | 3 | White City | city-centre | single carriageway | a road
| J8y/99WUV/W/zYdN | 125 | 10665.8981 | 1778.4028 | 37.8462 | Hard (default) | 1 |  | 3 | White City | soft | path | path
| FmDfpQADf27O5qNJ | 150 | 1663.5785 | 3727.9959 | 5.3321 | Hard (default) | 0.64 |  | 3 | White City | city-centre | single carriageway | a road
| anwqWdsLZhHhgMt5 | 65 | 1806.5336 | 309.7522 | 8.4947 | Hard (default) | 1 | Connector
| D78B3CqU7tTHG4Dj | 150 | 1942.3195 | 3727.9959 | 6.2255 | Hard (default) | 0.64 |  | 3 | White City | city-centre | single carriageway | a road
| TtJrKp3dOk4B2gLw | 80 | 516.055 | 617.186 | 2.1502 | Hard (default) | 0.7295 |  | 3 | White City | soft | single carriageway | local road
| EoyuirwRPh2RvQN3 | 150 | 6197.46 | 3529.0716 | 20.0205 | Hard (default) | 0.63 |  | 3 | White City | non-highway | path | path
| 5MtnreI+Fobk3uM1 | 150 | 459.3371 | 3727.9959 | 1.4723 | Hard (default) | 0.64 |  | 3 | White City | city-centre | single carriageway | a road
| ijgBFpg0YUYTyV6w | 80 | 489.0742 | 562.9321 | 2.0655 | Hard (default) | 0.65 |  | 3 | White City | residential | single carriageway | local road
| 5KW0C6AGEM/OmWa6 | 50 | 930.3451 | 148.3885 | 5.0132 | Hard (default) | 0.65 |  | 3 | White City | residential | single carriageway | local road
| 5HfWdxYGUHoSmu+f | 50 | 160.5797 | 148.3885 | 0.86528 | Hard (default) | 0.65 |  | 3 | White City | residential | single carriageway | local road
| 6TWCku4C/ANH516B | 200 | 2221.7499 | 5647.4477 | 6.7945 | Hard (default) | 1 |  | 3 | White City | soft | single carriageway | local road
| JipujQJaAGndhSsG | 200 | 4609.2291 | 5647.4477 | 14.0959 | Hard (default) | 1 |  | 3 | White City | soft | single carriageway | minor road
| g/r8AIpMqs7zf9L6 | 200 | 1993.808 | 7536.2844 | 5.8695 | Hard (default) | 0.63 |  | 3 | White City | residential | single carriageway | local road
| DERMLtmCeGkWP/1w | 65 | 1322.6329 | 491.9103 | 5.7033 | Hard (default) | 0.64 |  | 3 | White City | residential | single carriageway | local road
| xrQyvKO3RVowhMnD | 20 | 214.2589 | 2.916 | 1.4427 | Hard (default) | 1 |  | 3 | White City | residential | single carriageway | local road
| 4JpNK73gzWyNulpY | 40 | 102.3566 | 103.4439 | 0.60103 | Hard (default) | 0.66 |  | 3 | White City | residential | single carriageway | local road
| MuisfAQkErjSHXwo | 200 | 7129.7362 | 7536.2844 | 20.9888 | Hard (default) | 0.63 |  | 3 | White City | soft | single carriageway | local road
| P1WuVNxM1LgvfhQ7 | 80 | 1258.2914 | 562.9321 | 5.3141 | Hard (default) | 0.65 |  | 3 | White City | residential | single carriageway | local road
| e0jPNR8147ke2zot | 200 | 5943.9871 | 5647.4477 | 18.1779 | Hard (default) | 1 |  | 3 | White City | soft | traffic island link at junction | local road
| nIOlf2VfPGQKmIyp | 200 | 1841.0382 | 7368.838 | 5.438 | Hard (default) | 0.63 |  | 3 | White City | residential | single carriageway | local road
| /Xu36/7QuWcDBFJw | 50 | 321.5624 | 148.3885 | 1.7327 | Hard (default) | 0.65 |  | 3 | White City | soft | single carriageway | restricted local access road
| OL42Vkdn9K1AevZF | 40 | 402.537 | 103.4439 | 2.3637 | Hard (default) | 0.66 |  | 3 | White City | residential | single carriageway | local road
| EDCfVMiFh35cxsxx | 80 | 3464.7107 | 679.7181 | 14.2165 | Hard (default) | 0.67 |  | 3 | White City | city-centre | single carriageway | a road primary
| BFNy9NjEdVB37mHa | 150 | 1019.5454 | 3529.0716 | 3.2936 | Hard (default) | 0.63 |  | 3 | White City | non-highway | path | path
| akOkxTNoOFuP3uQD | 80 | 1005.2372 | 562.9321 | 4.2453 | Hard (default) | 0.65 |  | 3 | White City | residential | single carriageway | local road
| ug3BbFWJPAe62SzE | 20 | 66.9609 | 2 | 0.57192 | Hard (default) | 1 |  | 3 | White City | soft | single carriageway | a road
| iP8lT6lb2/xKAUah | 25 | 551.7697 | 30.149 | 4.4663 | Hard (default) | 1 | Connector
| 6zZJWmAv5OCG8WMj | 80 | 1769.001 | 620.9996 | 7.3638 | Hard (default) | 0.67 |  | 3 | White City | non-highway | path | path
| TRefhF0dTYdEJoVG | 20 | 391.4789 | 1 | 3.3437 | Hard (default) | 1 |  | 3 | White City | soft | dual carriageway | local road
| tg7Zi7bxqyhT04N+ | 80 | 866.4333 | 562.9321 | 3.6591 | Hard (default) | 0.65 |  | 3 | White City | residential | single carriageway | local road
| qpIkrVwP+grFTL0C | 40 | 436.1116 | 90.1693 | 2.6308 | Hard (default) | 1 |  | 3 | White City | soft | path | path
| eKnAfuq9uEvZZamF | 200 | 101.2982 | 5175.2299 | 0.31302 | Hard (default) | 0.64 |  | 3 | White City | non-highway | path | path
| +FJagSG1FW8BMx7X | 65 | 386.8986 | 366.3403 | 1.8063 | Hard (default) | 0.74827 |  | 3 | White City | residential | single carriageway | local road
| B+G1FR+XSlZDy6kG | 20 | 230.0733 | 1 | 1.9651 | Hard (default) | 1 |  | 3 | White City | non-highway | path | path
| iKjS/IlZKpA7Etcn | 80 | 1238.6267 | 562.9321 | 5.231 | Hard (default) | 0.65 |  | 3 | White City | residential | single carriageway | local road
| V63htJ5Braw0JwjD | 65 | 750.0226 | 366.3403 | 3.5016 | Hard (default) | 0.74827 |  | 3 | White City | residential | single carriageway | local road
| 65RH7oXRJRooNtCx | 80 | 1104.1497 | 617.186 | 4.6006 | Hard (default) | 0.7295 |  | 3 | White City | residential | single carriageway | local road
| da/mGc6gEjmzP0az | 80 | 3928.0188 | 562.9321 | 16.5889 | Hard (default) | 0.65 |  | 3 | White City | soft | single carriageway | local road
| 7IOjlLKGX05xVWvW | 250 | 2610.9617 | 13386.7485 | 7.1862 | Hard (default) | 0.63 |  | 3 | White City | soft | path | path
| iaSj2HNt+l1RA8Dp | 50 | 148.9153 | 148.3885 | 0.80243 | Hard (default) | 0.65 |  | 3 | White City | residential | single carriageway | local road
| cRNYbrVIjk1VTH7X | 80 | 795.522 | 562.9321 | 3.3597 | Hard (default) | 0.65 |  | 3 | White City | residential | single carriageway | local road
| 8ZciMYu7pph39wrY | 40 | 7454.5443 | 142.0129 | 40.6323 | Hard (default) | 0.84746 | Connector
| wIg+wriOK3Bv+tJg | 25 | 971.6037 | 29.2372 | 7.9308 | Hard (default) | 1 | Connector
| bIKRlQ1iqo/lpA9g | 200 | 2070.0179 | 5647.4477 | 6.3305 | Hard (default) | 1 |  | 3 | White City | soft | single carriageway | local road
| 00dm1gQB7EcXjx4e | 65 | 2499.5208 | 319.0855 | 11.6991 | Hard (default) | 0.65 |  | 3 | White City | residential | single carriageway | local road
| H7Gqs4NvI6DrNfQ0 | 50 | 3511.4562 | 202.9836 | 17.8965 | Hard (default) | 0.75 |  | 3 | White City | soft | single carriageway | local road
| YkKMaBJ+tV3iUjzN | 20 | 2700.8909 | 2.916 | 18.1859 | Hard (default) | 1 |  | 3 | White City | residential | single carriageway | local road
| SJF/s/aRRtKeoe/1 | 400 | 3506.4358 | 32353.013 | 8.8267 | Hard (default) | 0.62 |  | 3 | White City | soft | path | path
| YdWIP2Xrc2s2GtHb | 200 | 1663.7595 | 5647.4477 | 5.0881 | Hard (default) | 1 |  | 3 | White City | soft | single carriageway | local road
| m0hEuHNUMyuPiUcX | 32 | 5314.7167 | 60.1934 | 35.6375 | Hard (default) | 1 | Connector
| gsuxfIVbUdSqyzqO | 200 | 3036.3656 | 5509.1329 | 9.3172 | Hard (default) | 0.62 |  | 3 | White City | soft | path | path
| plyzHl/BUTAKPnmv | 80 | 200.032 | 562.9321 | 0.84478 | Hard (default) | 0.65 |  | 3 | White City | residential | single carriageway | local road
| zrMagFNHPlNYqwPs | 80 | 14.9253 | 620.9996 | 0.062129 | Hard (default) | 0.67 |  | 3 | White City | non-highway | path | path
| +TK3B7j57uagdTTr | 20 | 1249.1905 | 2.5388 | 10.6695 | Hard (default) | 1 |  | 3 | White City | soft | path | path
| Gvbo8LtXccQ22Vrm | 80 | 383.9736 | 617.186 | 1.5999 | Hard (default) | 0.7295 |  | 3 | White City | residential | single carriageway | local road
| QuHBFPTex+0x8SRJ | 80 | 1224.2887 | 617.186 | 5.1011 | Hard (default) | 0.7295 |  | 3 | White City | city-centre | single carriageway | a road
| Okb3lFSjMcCI1ypl | 20 | 437.6047 | 2.916 | 2.9465 | Hard (default) | 1 |  | 3 | White City | residential | single carriageway | local road
| R2DGhpyJjM9S/SsH | 50 | 174.7579 | 148.3885 | 0.94168 | Hard (default) | 0.65 |  | 3 | White City | residential | single carriageway | local road
| zjCKY2AoPFxc4JlY | 200 | 4953.9746 | 5175.2299 | 15.3082 | Hard (default) | 0.64 |  | 3 | White City | non-highway | path | path
| VavRZaQsc9H7j5Yi | 65 | 167.3198 | 366.3403 | 0.78116 | Hard (default) | 0.74827 |  | 3 | White City | residential | single carriageway | local road
| P/5DvLPGo3cSD/A8 | 80 | 1068.3262 | 617.186 | 4.4513 | Hard (default) | 0.7295 |  | 3 | White City | residential | single carriageway | local road
| TNtMrYykoiqfk4CH | 40 | 4090.0714 | 119.4574 | 23.2699 | Hard (default) | 0.81 |  | 3 | White City | soft | single carriageway | local road
| UfexL/0J7DqjC7xg | 200 | 2336.5918 | 5647.4477 | 7.1457 | Hard (default) | 1 |  | 3 | White City | soft | single carriageway | local road
| V8uyfZm2r+vOWr2E | 50 | 935.2928 | 148.3885 | 5.0398 | Hard (default) | 0.65 |  | 3 | White City | residential | single carriageway | local road
| tFaTA0MhKltF2/s7 | 150 | 3379.0547 | 3727.9959 | 10.8306 | Hard (default) | 0.64 |  | 3 | White City | city-centre | single carriageway | a road
| G6aYlEqjpPq2GeiL | 250 | 687.2991 | 9393.3191 | 1.9712 | Hard (default) | 0.63 |  | 3 | White City | non-highway | path | path
| gJSLzKX1a6TxAMgf | 125 | 1412.0764 | 1523.084 | 5.1033 | Hard (default) | 0.80548 |  | 3 | White City | residential | single carriageway | minor road
| WpY+1spHeYfe2yOR | 80 | 889.7174 | 562.9321 | 3.7575 | Hard (default) | 0.65 |  | 3 | White City | residential | single carriageway | local road
| wrWMgX1seQRcq44z | 80 | 2937.8088 | 617.186 | 12.2407 | Hard (default) | 0.7295 |  | 3 | White City | city-centre | single carriageway | a road
| 3UsmiYDModXFbBA/ | 40 | 1461.6981 | 83.6016 | 8.162 | Hard (default) | 0.81 |  | 3 | White City | city-centre | single carriageway | a road primary
| w1L1r/BccM7QFy4q | 40 | 459.6629 | 100.2958 | 2.7162 | Hard (default) | 1 |  | 3 | White City | city-centre | single carriageway | a road primary
| IDKphUbQfo4S6dEI | 400 | 194.0056 | 27339.5091 | 0.49627 | Hard (default) | 0.62 |  | 3 | White City | non-highway | path | path
| YTbNgySmbcPFIhvs | 200 | 6024.2709 | 6106.5859 | 18.2578 | Hard (default) | 0.64 | Connector
| c+LCh8QAlGyP8gvp | 100 | 14788.699 | 1483.2 | 53.7682 | Hard (default) | 1 |  | 3 | White City | city-centre | traffic island link at junction | a road primary
| LIVap2dW5BdECD1e | 40 | 72.3918 | 116.8072 | 0.41399 | Hard (default) | 0.72 |  | 3 | White City | residential | single carriageway | local road
| ifpkaK6294juetib | 200 | 4933.7186 | 5647.4477 | 15.0883 | Hard (default) | 1 |  | 3 | White City | soft | single carriageway | minor road
| G/pwig2bqan6FZss | 20 | 198.0185 | 2.916 | 1.3333 | Hard (default) | 1 |  | 3 | White City | residential | single carriageway | local road
| YmcOyNaPsbRcn3Dx | 200 | 3973.2726 | 5647.4477 | 12.151 | Hard (default) | 1 |  | 3 | White City | soft | single carriageway | minor road
| 6YB+SAGRkFRGsJ0j | 80 | 855.168 | 562.9321 | 3.6116 | Hard (default) | 0.65 |  | 3 | White City | soft | single carriageway | local road
| Z+yyqM708sFyWWcY | 80 | 3330.6428 | 617.186 | 13.8775 | Hard (default) | 0.7295 |  | 3 | White City | city-centre | single carriageway | a road
| uJHzT5Cl6Pha25bR | 50 | 132.8249 | 148.3885 | 0.71573 | Hard (default) | 0.65 |  | 3 | White City | residential | single carriageway | local road
| fZqHH2RQPbq8qLBB | 80 | 1547.1455 | 610.5662 | 6.5177 | Hard (default) | 0.67 |  | 3 | White City | residential | single carriageway | local road
| TZzQeUxOokmIoKmz | 80 | 1049.1824 | 679.7181 | 4.305 | Hard (default) | 0.67 |  | 3 | White City | city-centre | single carriageway | a road primary
| oQGE9THRZdFNvI/O | 200 | 2509.6609 | 5175.2299 | 7.7551 | Hard (default) | 0.64 |  | 3 | White City | non-highway | path | path
| qSanOIIsBUFqAHbh | 50 | 320.3445 | 148.3885 | 1.7262 | Hard (default) | 0.65 |  | 3 | White City | residential | single carriageway | local road
| nLBwgHYg04mHnbEq | 40 | 671.1586 | 83.6016 | 3.7477 | Hard (default) | 0.81 |  | 3 | White City | city-centre | single carriageway | a road primary
| yKSTb0UKwt2L+4Bu | 40 | 176.9318 | 103.4439 | 1.0389 | Hard (default) | 0.66 |  | 3 | White City | residential | single carriageway | local road
| KPmL5rPGsBQBn8iz | 65 | 314.5471 | 319.0855 | 1.4722 | Hard (default) | 0.65 |  | 3 | White City | residential | single carriageway | local road
| S+0B+/H+EKOy9o7X | 400 | 2952.3525 | 27339.5091 | 7.5521 | Hard (default) | 0.62 |  | 3 | White City | soft | path | path
| kpP71cYXqxYRxhNg | 200 | 1491.2372 | 7368.838 | 4.4048 | Hard (default) | 0.63 |  | 3 | White City | residential | single carriageway | local road
| YqSSshpj9XqRGoPC | 80 | 1420.9832 | 562.9321 | 6.0011 | Hard (default) | 0.65 |  | 3 | White City | residential | single carriageway | local road
| wukIwBzDiswV/3ou | 20 | 929.5066 | 2.916 | 6.2586 | Hard (default) | 1 |  | 3 | White City | residential | single carriageway | local road
| 4nDCu6xY/IhVFAKt | 125 | 1691.7183 | 1663.8583 | 6.0521 | Hard (default) | 0.81 |  | 3 | White City | city-centre | single carriageway | a road
| SJJ5WBJK/vzfuBJE | 40 | 2290.6659 | 90.1693 | 13.8181 | Hard (default) | 1 |  | 3 | White City | non-highway | path | path
| k1YIa6AoKcau1TEG | 125 | 10154.1634 | 1508.5194 | 36.7361 | Hard (default) | 0.7 | Connector
| clRa5oqPFiPGI9Jf | 32 | 1045.163 | 65.0357 | 6.8706 | Hard (default) | 0.67 | Connector
| WsRc9a7PLaiYRydC | 40 | 19.7117 | 147.165 | 0.10642 | Hard (default) | 0.72 |  | 3 | White City | residential | single carriageway | local road
| PHvfD/4pMUob5Ds0 | 150 | 5374.9048 | 3530.0356 | 17.3626 | Hard (default) | 0.63 |  | 3 | White City | soft | single carriageway | a road
| xl/Pw8Ne6BHaGOvx | 400 | 1660.2729 | 27339.5091 | 4.247 | Hard (default) | 0.62 |  | 3 | White City | soft | path | path
| H3IDVr4h0auPcUja | 400 | 1974.4004 | 27007.6999 | 5.056 | Hard (default) | 0.62 |  | 3 | White City | city-centre | traffic island link | a road
| fpmBm3h4+8MIQbwk | 100 | 14574.7788 | 1483.2 | 52.9904 | Hard (default) | 1 |  | 3 | White City | motorway | dual carriageway | a road
| CYFjm0ZF9m+4/Z5a | 250 | 2109.5777 | 9286.4509 | 6.0585 | Hard (default) | 1 |  | 3 | White City | residential | single carriageway | minor road
| JOT5UFyfa5lF0kh6 | 40 | 4013.7146 | 100.2958 | 23.7178 | Hard (default) | 1 |  | 3 | White City | city-centre | single carriageway | a road primary
| cFcembjhltCZxzOU | 40 | 281.0852 | 100.2958 | 1.661 | Hard (default) | 1 |  | 3 | White City | city-centre | single carriageway | a road primary
| +SaKGEmhfbpP9rAk | 200 | 2009.8658 | 5825.9936 | 6.1266 | Hard (default) | 1 |  | 3 | White City | city-centre | single carriageway | a road
| vPgxH0ZIPg39o1xX | 40 | 1253.8429 | 107.1626 | 7.308 | Hard (default) | 1 | Connector
| imsJntX2kH5rJOHi | 50 | 1542.2178 | 148.3885 | 8.3102 | Hard (default) | 0.65 |  | 3 | White City | soft | single carriageway | restricted local access road
| Es+TkfHejif4KIrl | 40 | 524.4111 | 100.2958 | 3.0988 | Hard (default) | 1 |  | 3 | White City | city-centre | single carriageway | a road primary
| eR/8ynaTfzcpPFFv | 65 | 20.3777 | 303.9934 | 0.096118 | Hard (default) | 0.72 |  | 3 | White City | soft | path | path
| 21nSXURDcHtcOcrs | 200 | 1304.9337 | 5175.2299 | 4.0324 | Hard (default) | 0.64 |  | 3 | White City | non-highway | path | path
| VY66uA+z1PMdDxyS | 80 | 38497.1611 | 718.4055 | 169.6148 | Hard (default) | 1 |  | 3 | White City | soft | slip road | a road primary
| p6J9w9hAePNEvpea | 50 | 2019.4084 | 194.3964 | 10.3806 | Hard (default) | 0.7 |  | 3 | White City | residential | single carriageway | local road
| pDGsx6U7jcQuhrXZ | 65 | 768.0943 | 366.3403 | 3.586 | Hard (default) | 0.74827 |  | 3 | White City | residential | single carriageway | local road
| jAMnCnKNXOtM3fgO | 65 | 543.1347 | 405.016 | 2.4386 | Hard (default) | 0.63 | Connector
| Nd6va+HwN9ENH9nY | 25 | 384.4575 | 30.4277 | 3.1041 | Hard (default) | 1 |  | 3 | White City | residential | single carriageway | local road
| c3mH5n/xqw/qhfnb | 400 | 3355.0674 | 27007.6999 | 8.5915 | Hard (default) | 0.62 |  | 3 | White City | city-centre | single carriageway | a road
| 1mb5qUS1OwrZuKJ9 | 25 | 958.6489 | 40.3157 | 7.1005 | Hard (default) | 1 |  | 3 | White City | soft | path | path
| ttN2litSvklmoQuM | 25 | 4568.7874 | 25.5325 | 38.6103 | Hard (default) | 1 | Connector
| xdJhCoBvkoK7s4+v | 20 | 52.4311 | 1 | 0.44782 | Hard (default) | 1 |  | 3 | White City | non-highway | single carriageway | restricted local access road
| 0nCNReLrAJ13c/aQ | 20 | 713.0546 | 2.5388 | 6.0903 | Hard (default) | 1 |  | 3 | White City | non-highway | path | path
| w5sWsJQYxaSPrOiL | 65 | 743.0772 | 366.3403 | 3.4692 | Hard (default) | 0.74827 |  | 3 | White City | residential | single carriageway | local road
| XLFqkaTTrl0ZHXI7 | 250 | 2931.6966 | 13386.7485 | 8.069 | Hard (default) | 0.63 |  | 3 | White City | residential | single carriageway | minor road
| wrpFjF7ijuTeBdoO | 40 | 696.1861 | 100.2958 | 4.1139 | Hard (default) | 1 |  | 3 | White City | city-centre | single carriageway | a road primary
| mWyIGiUJEKr0yn7W | 50 | 170.1671 | 148.3885 | 0.91695 | Hard (default) | 0.65 |  | 3 | White City | residential | single carriageway | local road
| kHpxyzucd82ZjdXJ | 40 | 619.3844 | 100.2958 | 3.6601 | Hard (default) | 1 |  | 3 | White City | city-centre | single carriageway | a road primary
| mMJYXvZu3Sb3QA0K | 50 | 1164.7992 | 148.3885 | 6.2765 | Hard (default) | 0.65 |  | 3 | White City | residential | single carriageway | local road
| Cn0J+rbokI79qY5l | 80 | 870.2426 | 722.2576 | 3.8342 | Hard (default) | 1 |  | 3 | White City | city-centre | roundabout | a road primary
| VXbPPECuR0bO7HuG | 50 | 807.8308 | 205.5509 | 4.1067 | Hard (default) | 0.68 | Connector
| 0W//jDWB5uDDsYNe | 40 | 2568.2871 | 142.0129 | 13.9989 | Hard (default) | 0.84746 | Connector
| go/PTDQm/6CQAn2B | 50 | 584.6969 | 148.3885 | 3.1506 | Hard (default) | 0.65 |  | 3 | White City | residential | single carriageway | local road
| I+EUa61aDuqWUt7p | 40 | 809.5027 | 103.4439 | 4.7533 | Hard (default) | 0.66 |  | 3 | White City | residential | single carriageway | local road
| iYoiLk/y69McnexP | 65 | 887.3831 | 491.2703 | 3.8276 | Hard (default) | 0.64 |  | 3 | White City | residential | single carriageway | local road
| RmQN3Tk7wRU4R7l/ | 65 | 189.394 | 316.2818 | 0.88769 | Hard (default) | 0.75 |  | 3 | White City | non-highway | path | path
| svTBNsOe4fRbN5FK | 40 | 2189.3344 | 119.4574 | 12.4559 | Hard (default) | 0.81 |  | 3 | White City | soft | single carriageway | local road
| 9A8m5K2E8bhifKPb | 20 | 2474.9219 | 2.916 | 16.6644 | Hard (default) | 1 |  | 3 | White City | residential | single carriageway | local road
| jqCWUaWhZaf08Fsq | 200 | 23958.5263 | 5509.1329 | 73.5176 | Hard (default) | 0.62 |  | 3 | White City | soft | path | path
| L4sM2o69EH5eUwu/ | 100 | 1270.1073 | 1483.2 | 4.6178 | Hard (default) | 1 |  | 3 | White City | motorway | dual carriageway | a road
| tSQFv6BCZiofKowa | 400 | 2595.6058 | 27007.6999 | 6.6467 | Hard (default) | 0.62 |  | 3 | White City | soft | single carriageway | a road
| LUBLlTyalSiSr60Q | 125 | 6884.1273 | 1523.084 | 24.8794 | Hard (default) | 0.8557 |  | 3 | White City | soft | single carriageway | restricted local access road
| uVcyf+LkRtDGNmXE | 200 | 1574.8572 | 5825.9936 | 4.8006 | Hard (default) | 1 |  | 3 | White City | city-centre | single carriageway | a road
| 1kiOMWha00sOKcvl | 80 | 4962.7938 | 807.1769 | 19.7508 | Hard (default) | 0.66 |  | 3 | White City | city-centre | single carriageway | a road
| QJ5TUXzJDUyH7UIl | 50 | 1114.6857 | 194.3964 | 5.7299 | Hard (default) | 0.7 |  | 3 | White City | residential | single carriageway | local road
| zfU8lyKAS1tg+T0P | 40 | 192.9034 | 100.2958 | 1.1399 | Hard (default) | 1 |  | 3 | White City | city-centre | single carriageway | a road primary
| DPldG/51/dzmB7/8 | 150 | 4774.2271 | 3530.0356 | 15.4222 | Hard (default) | 0.63 |  | 3 | White City | soft | single carriageway | a road
| frZ1nyyI9CnwpDd6 | 50 | 1323.1413 | 194.3964 | 6.8015 | Hard (default) | 0.7 |  | 3 | White City | residential | single carriageway | local road
| Wn3lRQ2YMk/MneQV | 80 | 1673.7013 | 562.9321 | 7.0684 | Hard (default) | 0.65 |  | 3 | White City | residential | single carriageway | local road
| CHnAus7omVP6pbuK | 80 | 1549.4611 | 562.9321 | 6.5437 | Hard (default) | 0.65 |  | 3 | White City | residential | single carriageway | local road
| G0wxb8GnuOHOu/VR | 20 | 5489.7026 | 3.8134 | 46.8883 | Hard (default) | 1 |  | 3 | White City | soft | path | path
| ruAO7iAo4WN4mPpX | 40 | 1993.352 | 100.2958 | 11.7791 | Hard (default) | 1 | Connector
| QnTBJed7A9qwidv+ | 65 | 713.1183 | 316.2818 | 3.3424 | Hard (default) | 0.75 |  | 3 | White City | soft | path | path
| lh3oR86nzRHRV6r8 | 200 | 1394.545 | 5647.4477 | 4.2648 | Hard (default) | 1 |  | 3 | White City | soft | single carriageway | local road
| VHL7bJ1LBfjqN9YS | 25 | 285.769 | 31.438 | 2.2863 | Hard (default) | 0.81 |  | 3 | White City | city-centre | single carriageway | a road
| 3iD8F8yTcPa9xVZs | 200 | 2050.8631 | 5825.9936 | 6.2516 | Hard (default) | 1 |  | 3 | White City | city-centre | single carriageway | a road
| wtUJJh1eANW6A85L | 25 | 584.8446 | 25.5461 | 4.9418 | Hard (default) | 0.81 |  | 3 | White City | residential | single carriageway | local road
| tnQlla+LKfvWXDx4 | 200 | 1855.9166 | 5647.4477 | 5.6757 | Hard (default) | 1 |  | 3 | White City | soft | single carriageway | minor road
| hyObnRpG9ErmKqA8 | 150 | 9884.7221 | 3402.5771 | 32.0926 | Hard (default) | 0.92659 |  | 3 | White City | city-centre | single carriageway | a road
| tvGSjt5XUxTZNpRt | 50 | 943.1693 | 148.3885 | 5.0823 | Hard (default) | 0.65 |  | 3 | White City | soft | single carriageway | restricted local access road
| ypQOFqf6kp6Oneyp | 200 | 398.1054 | 5825.9936 | 1.2135 | Hard (default) | 1 |  | 3 | White City | city-centre | single carriageway | a road
| cSo5kA5uxnd99PeS | 400 | 5852.6481 | 27007.6999 | 14.9872 | Hard (default) | 0.62 |  | 3 | White City | city-centre | single carriageway | a road
| Sps3BRJSuod2+sXu | 80 | 1344.1621 | 562.9321 | 5.6767 | Hard (default) | 0.65 |  | 3 | White City | residential | single carriageway | local road
| 55OWomjEQce2Yfhj | 40 | 1071.0638 | 83.6016 | 5.9807 | Hard (default) | 0.81 |  | 3 | White City | city-centre | single carriageway | a road primary
| KXFBpDIn+Xtic3Wi | 65 | 220.2625 | 491.9103 | 0.94979 | Hard (default) | 0.64 |  | 3 | White City | residential | single carriageway | local road
| HNCF4zjRApXysbEw | 400 | 946.118 | 27339.5091 | 2.4202 | Hard (default) | 0.62 |  | 3 | White City | non-highway | path | path
| LXAE9KMr+m7Gwnye | 20 | 1068.7045 | 2.916 | 7.1959 | Hard (default) | 1 |  | 3 | White City | residential | single carriageway | local road
| otNyaHSQdrDKGejh | 80 | 1458.9184 | 562.9321 | 6.1613 | Hard (default) | 0.65 |  | 3 | White City | residential | single carriageway | local road
| vuAVyD6NVcSavjCp | 80 | 1565.788 | 610.5662 | 6.5963 | Hard (default) | 0.67 |  | 3 | White City | residential | single carriageway | local road
| lcvaG0ewmP2DNH4P | 20 | 1683.3402 | 2.5388 | 14.3776 | Hard (default) | 1 |  | 3 | White City | soft | single carriageway | restricted local access road
| mAVBDD4X9XkFxoNZ | 40 | 331.2269 | 100.2958 | 1.9573 | Hard (default) | 1 |  | 3 | White City | city-centre | single carriageway | a road primary
| +vgisYdtPAX4t1cE | 20 | 222.3549 | 2.916 | 1.4972 | Hard (default) | 1 |  | 3 | White City | residential | single carriageway | local road
| AFzdOGre94chwUBN | 80 | 917.4637 | 679.7181 | 3.7646 | Hard (default) | 0.67 |  | 3 | White City | city-centre | single carriageway | a road primary
| 5KPKiHY7Nd3IZ8AA | 125 | 1408.9173 | 1523.084 | 5.0919 | Hard (default) | 0.80548 |  | 3 | White City | soft | single carriageway | local road
| 3KXrAR14eVp+6wAQ | 20 | 5364.0317 | 6.1871 | 45.8149 | Hard (default) | 1 |  | 3 | White City | soft | path | path
| kVRh+6ybBtuX4YDs | 50 | 441.0413 | 194.3964 | 2.2671 | Hard (default) | 0.7 |  | 3 | White City | residential | single carriageway | local road
| rhYz7AM03MqjUTPD | 50 | 2100.3638 | 194.3964 | 10.7967 | Hard (default) | 0.7 |  | 3 | White City | residential | single carriageway | local road
| 0NxTVzgjHQuJnEWZ | 25 | 1312.0916 | 25.5325 | 11.0883 | Hard (default) | 1 | Connector
| M2rzs4nv799HJw+3 | 100 | 4450.4597 | 962.6011 | 17.2652 | Hard (default) | 0.64 |  | 3 | White City | non-highway | path | path
| p4khDTndVNNqft0X | 200 | 11845.7966 | 6106.5859 | 35.9011 | Hard (default) | 0.64 |  | 3 | White City | soft | single carriageway | restricted local access road
| KPit7DeH6w7PfHVT | 20 | 619.4372 | 2.916 | 4.1709 | Hard (default) | 1 |  | 3 | White City | residential | single carriageway | local road
| +qsAVbhoN1GG5mW5 | 25 | 191.7464 | 30.4277 | 1.5482 | Hard (default) | 1 |  | 3 | White City | residential | single carriageway | local road
| fO83KzNRsInbYlSU | 100 | 4554.9118 | 1483.2 | 16.5606 | Hard (default) | 1 |  | 3 | White City | motorway | dual carriageway | a road
| na/iF2rA+5SJs/Xt | 200 | 2026.4767 | 5825.9936 | 6.1773 | Hard (default) | 1 |  | 3 | White City | city-centre | single carriageway | a road
| 4oV5aZA5SAvbhZJl | 25 | 200.3545 | 30.4277 | 1.6177 | Hard (default) | 1 |  | 3 | White City | residential | single carriageway | local road
| v+/WRZ9Y2Mtynj3V | 400 | 22360.9166 | 27007.6999 | 57.2608 | Hard (default) | 0.62 |  | 3 | White City | city-centre | single carriageway | a road
| nQm/4weEY7sLsou+ | 65 | 5937.5038 | 454.2578 | 26.0497 | Hard (default) | 1 |  | 3 | White City | soft | path | path
| FJg3mbi5kCTFDy3f | 125 | 577.5242 | 1647.9596 | 2.0685 | Hard (default) | 0.63 |  | 3 | White City | soft | path | path
| FLFhBEFjbfySrlNP | 80 | 1314.3992 | 562.9321 | 5.551 | Hard (default) | 0.65 |  | 3 | White City | residential | single carriageway | local road
| TbxjS//eEdurn9hS | 65 | 3148.8489 | 491.9103 | 13.578 | Hard (default) | 0.64 |  | 3 | White City | residential | single carriageway | local road
| 01NIp4FWkD9vh+pE | 65 | 1322.879 | 319.0855 | 6.1918 | Hard (default) | 0.65 |  | 3 | White City | residential | single carriageway | local road
| eb4VHsaI+MNZZrLt | 80 | 1191.6207 | 562.9321 | 5.0325 | Hard (default) | 0.65 |  | 3 | White City | residential | single carriageway | local road
| CQLgqM4Hq5fSyTqE | 65 | 305.9034 | 366.3403 | 1.4282 | Hard (default) | 0.74827 |  | 3 | White City | residential | single carriageway | local road
| cX7rV2YQZVhY1I8J | 200 | 3096.6421 | 5646.4477 | 9.4703 | Hard (default) | 1 |  | 3 | White City | residential | single carriageway | minor road
| 3p44jKOkgCaK+G0k | 200 | 2991.8205 | 5647.4477 | 9.1496 | Hard (default) | 1 |  | 3 | White City | soft | single carriageway | local road
| Gbak1kj1ydKuoDUa | 125 | 4517.8518 | 1647.9596 | 16.1811 | Hard (default) | 0.63 |  | 3 | White City | soft | path | path
| B7RngW9nvoa4/6m6 | 65 | 1387.0583 | 319.0855 | 6.4922 | Hard (default) | 0.65 |  | 3 | White City | residential | single carriageway | local road
| FkIdH/fljHqGgaot | 200 | 2261.5955 | 7368.838 | 6.6802 | Hard (default) | 0.63 |  | 3 | White City | residential | single carriageway | local road
| Z0rD/el9B7B0w/Xp | 25 | 1191.684 | 32.1966 | 9.4691 | Hard (default) | 0.67 | Connector
| iHC4iZbXUxb6nwAs | 65 | 735.0046 | 475.7826 | 3.1928 | Hard (default) | 1 | Connector
| 2ewKIHVN7eqD+Bw+ | 20 | 749.0505 | 24.4154 | 6.3977 | Hard (default) | 1 | Connector
| UMqFkAe80VjFjfJH | 250 | 5780.9726 | 8542.2398 | 16.7342 | Hard (default) | 1 |  | 3 | White City | soft | single carriageway | minor road
| +14XPq6fFGZJSbmD | 80 | 2397.3169 | 562.9321 | 10.1244 | Hard (default) | 0.65 |  | 3 | White City | residential | single carriageway | local road
| s2hgXC80SU+I+I5s | 20 | 2321.5317 | 2.2925 | 19.8285 | Hard (default) | 1 |  | 3 | White City | soft | path | path
| sphIamZkcXQBHerQ | 40 | 1998.641 | 116.8072 | 11.4298 | Hard (default) | 0.72 | Connector
| EC2/sPtnv8hsxbaZ | 65 | 3884.8026 | 303.9934 | 18.3239 | Hard (default) | 0.72 |  | 3 | White City | soft | path | path
| Z8vxSMFAPgzp6WVs | 65 | 1204.5694 | 319.0855 | 5.638 | Hard (default) | 0.65 |  | 3 | White City | residential | single carriageway | local road
| ouBr7M9V5zLwchcT | 50 | 780.9338 | 169.071 | 4.1187 | Hard (default) | 0.75 | Connector
| x/YiUvs9mojvohPl | 25 | 391.1514 | 30.4277 | 3.1582 | Hard (default) | 1 |  | 3 | White City | residential | single carriageway | local road
| X4jS7Pgjgv6QU/dd | 150 | 6242.9482 | 3727.3559 | 20.0104 | Hard (default) | 0.64 |  | 3 | White City | city-centre | traffic island link at junction | a road
| 23QFhehynCcYehaY | 20 | 688.2207 | 1 | 5.8782 | Hard (default) | 1 |  | 3 | White City | residential | dual carriageway | local road
| Vs0RXYPVCpOqfFeV | 100 | 48375.989 | 962.6011 | 187.6711 | Hard (default) | 0.64 |  | 3 | White City | soft | path | path
| f+nu3gwy1wgP+LRm | 80 | 630.0448 | 617.186 | 2.6252 | Hard (default) | 0.7295 |  | 3 | White City | residential | single carriageway | local road
| bRvcLS6vlOYpmzSc | 65 | 6870.4665 | 491.2703 | 29.6345 | Hard (default) | 0.64 |  | 3 | White City | residential | single carriageway | local road
| GxBp7LqLjBs4tTev | 80 | 218.48 | 562.9321 | 0.92269 | Hard (default) | 0.65 |  | 3 | White City | non-highway | single carriageway | restricted secondary access road
| Z07enAJqmMxhKb8R | 50 | 1056.6606 | 148.3885 | 5.6938 | Hard (default) | 0.65 |  | 3 | White City | residential | single carriageway | local road
| Tc3+vVlDw/ibuScU | 65 | 667.2129 | 479.3174 | 2.8937 | Hard (default) | 0.7 |  | 3 | White City | non-highway | path | path
| hIslJaWpNGJtswz0 | 32 | 8869.2569 | 52.2738 | 61.4871 | Hard (default) | 1 | Connector
| BiiQsJFVU4bT+saZ | 20 | 1995.882 | 1.6231 | 17.0471 | Hard (default) | 1 |  | 3 | White City | soft | single carriageway | local road
| Je+DQYIJEffBNuWi | 40 | 837.8715 | 103.4439 | 4.9199 | Hard (default) | 0.66 |  | 3 | White City | residential | single carriageway | local road
| BtKiWLb/Oz5Z49Fr | 200 | 2622.0841 | 5175.2299 | 8.1025 | Hard (default) | 0.64 |  | 3 | White City | non-highway | path | path
| hM6UGAIgcxDvIUrw | 80 | 1509.9091 | 562.9321 | 6.3767 | Hard (default) | 0.65 |  | 3 | White City | residential | single carriageway | local road
| QM/8OUk6KH3Nt5N5 | 50 | 800.3322 | 148.3885 | 4.3126 | Hard (default) | 0.65 |  | 3 | White City | residential | single carriageway | local road
| 6gOkCmTXCNEdKu+l | 20 | 830.5537 | 1 | 7.0939 | Hard (default) | 1 |  | 3 | White City | soft | single carriageway | restricted local access road
| hqmFwdky76ApuDX2 | 50 | 31.4523 | 148.3885 | 0.16948 | Hard (default) | 0.65 |  | 3 | White City | residential | single carriageway | local road
| EXl0BMBec5AEk4k1 | 50 | 911.5995 | 148.3885 | 4.9122 | Hard (default) | 0.65 |  | 3 | White City | residential | single carriageway | local road
| m/lzwNLgxZFTFQ/y | 250 | 16234.725 | 9286.4509 | 46.6249 | Hard (default) | 1 |  | 3 | White City | soft | single carriageway | minor road
| ngVzW0x10CfJiIsr | 80 | 2969.3563 | 617.186 | 12.3722 | Hard (default) | 0.7295 |  | 3 | White City | city-centre | single carriageway | a road
| gVDnVnSD0QSCfshq | 250 | 1485.4745 | 8542.2398 | 4.3 | Hard (default) | 1 |  | 3 | White City | residential | single carriageway | minor road
| dZyQnNltBub+GHlk | 200 | 1782.7008 | 5647.4477 | 5.4518 | Hard (default) | 1 |  | 3 | White City | soft | single carriageway | minor road
| SlsqtXfntO+Qe98J | 65 | 1445.9324 | 479.3174 | 6.2709 | Hard (default) | 0.7 |  | 3 | White City | non-highway | path | path
| UoQ7foS2WvNrgKfJ | 80 | 828.2265 | 617.186 | 3.4509 | Hard (default) | 0.7295 |  | 3 | White City | residential | single carriageway | local road
| q3hQAFAnqtI5a9yi | 20 | 613.6437 | 1.6231 | 5.2412 | Hard (default) | 1 |  | 3 | White City | soft | single carriageway | local road
| 5eA5veA96Qe+QK8A | 50 | 2081.9066 | 194.3964 | 10.7018 | Hard (default) | 0.7 |  | 3 | White City | residential | single carriageway | local road
| OFMkXj3f9291IDbT | 50 | 2751.9145 | 148.3885 | 14.8287 | Hard (default) | 0.65 |  | 3 | White City | residential | single carriageway | local road
| aNbp9NiA4Lf+MAPT | 50 | 1554.3942 | 148.3885 | 8.3759 | Hard (default) | 0.65 |  | 3 | White City | non-highway | path | path
| JcOy4/SKpN6uGxSG | 20 | 1764.5971 | 2.916 | 11.8815 | Hard (default) | 1 |  | 3 | White City | residential | single carriageway | local road
| ISUJw9VOiSi7jf56 | 65 | 2490.9649 | 374.6233 | 11.3474 | Hard (default) | 0.7 |  | 3 | White City | city-centre | single carriageway | a road
| 6QOOSTpv6RUSOkRY | 125 | 1178.5623 | 1523.084 | 4.2593 | Hard (default) | 0.80548 |  | 3 | White City | soft | single carriageway | local road
| v4YHIJb85mlVkOnZ | 80 | 6.7576 | 562.9321 | 0.028539 | Hard (default) | 0.65 |  | 3 | White City | residential | single carriageway | local road
| dj9Nm3FOnyOiyryM | 200 | 36988.1533 | 7368.838 | 109.2541 | Hard (default) | 0.63 |  | 3 | White City | soft | single carriageway | restricted local access road
| 4RTSMiTsdPAELqo8 | 65 | 904.9682 | 491.9103 | 3.9023 | Hard (default) | 0.64 |  | 3 | White City | residential | single carriageway | local road
| yrDwGXcX5uv9gLkr | 250 | 8217.8046 | 8864.2378 | 23.7066 | Hard (default) | 1 |  | 3 | White City | soft | single carriageway | minor road
| h8U02oVPx2cRtVZd | 65 | 2181.2479 | 319.0855 | 10.2094 | Hard (default) | 0.65 |  | 3 | White City | soft | single carriageway | local road
| 4HNP6szKNQqQuz8v | 40 | 1211.6 | 83.6016 | 6.7654 | Hard (default) | 0.81 |  | 3 | White City | city-centre | single carriageway | a road primary
| GZ26M4AUeZL7m5Yj | 80 | 1101.2409 | 667.9259 | 4.5316 | Hard (default) | 0.63 |  | 3 | White City | residential | single carriageway | local road
| dkm3EpbNIm2s2EuE | 125 | 11865.8999 | 1784.59 | 42.0856 | Hard (default) | 1 |  | 3 | White City | soft | path | path
| TAJyJp09/vMsWj8l | 40 | 415.4378 | 100.2958 | 2.4549 | Hard (default) | 1 |  | 3 | White City | city-centre | single carriageway | a road primary
| Esh19bTfH3H4QnId | 200 | 1585.8162 | 5175.2299 | 4.9003 | Hard (default) | 0.64 |  | 3 | White City | non-highway | path | path
| LE2mnkb1JsdhFNHB | 65 | 796.3263 | 479.3174 | 3.4536 | Hard (default) | 0.7 |  | 3 | White City | soft | path | path
| 2ZS6P5uxNl60f04p | 80 | 2485.2198 | 513.5651 | 10.627 | Hard (default) | 0.68 |  | 3 | White City | non-highway | path | path
| VDkpMSCkkvn2Vi5E | 25 | 993.2467 | 30.4277 | 8.0195 | Hard (default) | 1 | Connector
| srNkwWg4GH2ro8/B | 250 | 7791.2882 | 13386.7485 | 21.4441 | Hard (default) | 0.63 |  | 3 | White City | soft | single carriageway | local road
| RWCxXi4pX88snYYC | 80 | 5426.3382 | 807.1769 | 21.5957 | Hard (default) | 0.66 |  | 3 | White City | city-centre | single carriageway | a road
| JKqQhSBer9dsI9cO | 20 | 325.9717 | 2.916 | 2.1949 | Hard (default) | 1 |  | 3 | White City | residential | single carriageway | local road
| 35xMvYAoHOOfxS3j | 80 | 1364.1278 | 705.6482 | 6.0102 | Hard (default) | 1 |  | 3 | White City | residential | dual carriageway | local road
| TAh13elwpisH7928 | 80 | 5552.7196 | 617.186 | 23.136 | Hard (default) | 0.7295 |  | 3 | White City | city-centre | single carriageway | a road
| oeMM6kIBqJOTsR83 | 100 | 7222.1835 | 962.6011 | 28.0179 | Hard (default) | 0.64 |  | 3 | White City | soft | single carriageway | a road
| ANtm3CZ/pWeiXvw7 | 80 | 5377.8089 | 704.4251 | 23.6941 | Hard (default) | 1 |  | 3 | White City | residential | dual carriageway | local road
| rRqxrla+zWHTkqEx | 65 | 2193.8733 | 319.0855 | 10.2685 | Hard (default) | 0.65 |  | 3 | White City | soft | single carriageway | local road
| F1zg3kTkeVCM7e3y | 65 | 1051.8599 | 449.7507 | 4.6245 | Hard (default) | 0.66 | Connector
| f7tqAhyd07HQ2ueB | 150 | 2878.0915 | 3529.0716 | 9.2975 | Hard (default) | 0.63 |  | 3 | White City | non-highway | path | path
| /EpPUVeJ3yQXm2UW | 400 | 4037.2623 | 27007.6999 | 10.3384 | Hard (default) | 0.62 |  | 3 | White City | city-centre | single carriageway | a road
| Qb9EMhdVVqVUUlH2 | 200 | 5355.5227 | 7368.838 | 15.8189 | Hard (default) | 0.63 |  | 3 | White City | residential | single carriageway | local road
| B7on+mz10EXcBQ7u | 50 | 1146.3028 | 148.3885 | 6.1769 | Hard (default) | 0.65 |  | 3 | White City | residential | single carriageway | local road
| REyiE1zBmM7VffZc | 40 | 909.4529 | 100.2958 | 5.3741 | Hard (default) | 1 |  | 3 | White City | city-centre | single carriageway | a road primary
| 5TdzS6hSX4aLv354 | 80 | 162.1813 | 617.186 | 0.67575 | Hard (default) | 0.7295 |  | 3 | White City | residential | single carriageway | local road
| q/lgSclHQu4wyage | 80 | 1438.8459 | 562.9321 | 6.0766 | Hard (default) | 0.65 |  | 3 | White City | residential | single carriageway | local road
| GHg49WUtfimbgelL | 150 | 5271.9067 | 3529.0716 | 17.0305 | Hard (default) | 0.63 |  | 3 | White City | non-highway | single carriageway | restricted local access road
| z60JW4QkTbw7ZQpO | 80 | 1262.7679 | 562.9321 | 5.333 | Hard (default) | 0.65 |  | 3 | White City | residential | single carriageway | local road
| zr2VLZQcB0FjEFjR | 200 | 1657.1168 | 7368.838 | 4.8947 | Hard (default) | 0.63 |  | 3 | White City | residential | single carriageway | local road
| oOYqPnoztzkNeGpE | 400 | 2305.601 | 27339.5091 | 5.8978 | Hard (default) | 0.62 |  | 3 | White City | non-highway | path | path
| /9PAAwa53EJfBa5i | 65 | 676.2547 | 319.0855 | 3.1652 | Hard (default) | 0.65 |  | 3 | White City | residential | single carriageway | local road
| E8QOq39Qb67PrL8s | 200 | 3232.7087 | 7536.2844 | 9.5166 | Hard (default) | 0.63 |  | 3 | White City | residential | single carriageway | local road
| 0syG7suz2MRTqn5U | 65 | 651.3011 | 475.7826 | 2.8292 | Hard (default) | 0.74572 |  | 3 | White City | residential | single carriageway | local road
| 5E5FYE0Pkz4oz7rN | 200 | 1554.366 | 5825.9936 | 4.7381 | Hard (default) | 1 |  | 3 | White City | city-centre | single carriageway | a road
| jkdjiUKhPt+HDbLo | 400 | 5575.38 | 27339.5091 | 14.2619 | Hard (default) | 0.62 |  | 3 | White City | non-highway | path | path
| 0u6AR12iUJMglYRY | 200 | 1977.0139 | 5646.4477 | 6.0462 | Hard (default) | 1 |  | 3 | White City | residential | single carriageway | minor road
| hfPB9WO7BPFAnqCu | 65 | 1282.6374 | 366.3403 | 5.9882 | Hard (default) | 0.74827 |  | 3 | White City | residential | single carriageway | local road
| pLd1PGnZFamXF042 | 65 | 162.5831 | 319.0855 | 0.76097 | Hard (default) | 0.65 |  | 3 | White City | residential | single carriageway | local road
| 76LpHrHEIGvgYKVs | 200 | 2018.0036 | 5825.9936 | 6.1514 | Hard (default) | 1 |  | 3 | White City | city-centre | single carriageway | a road
| GzYUk1mQ2qsaiQK6 | 50 | 1113.6782 | 148.3885 | 6.0011 | Hard (default) | 0.65 |  | 3 | White City | residential | single carriageway | local road
| FyyKDs3CupN43Jwe | 20 | 627.7295 | 2.2925 | 5.3615 | Hard (default) | 1 |  | 3 | White City | non-highway | path | path
| EBacWoRw26saHy7a | 200 | 1443.6008 | 5647.4477 | 4.4148 | Hard (default) | 1 |  | 3 | White City | residential | single carriageway | local road
| gTqW2M61i1icZRMk | 25 | 401.898 | 25.5461 | 3.396 | Hard (default) | 0.81 |  | 3 | White City | residential | single carriageway | local road
| gCi1RE52yCU3ykjG | 80 | 2643.0813 | 617.186 | 11.0127 | Hard (default) | 0.78646 | Connector
| vFW2Af7BzCjG61SJ | 50 | 998.6684 | 148.3885 | 5.3813 | Hard (default) | 0.65 |  | 3 | White City | residential | single carriageway | local road
| fjl9pTPYpFwVbl6O | 20 | 908.0343 | 2.916 | 6.1141 | Hard (default) | 1 |  | 3 | White City | residential | single carriageway | local road
| lB6vaSfr1nDH+idj | 80 | 1319.0446 | 617.186 | 5.496 | Hard (default) | 0.7295 |  | 3 | White City | city-centre | single carriageway | a road
| ZsW0t5cE20F1Ue+G | 65 | 854.5451 | 366.3403 | 3.9896 | Hard (default) | 0.74827 |  | 3 | White City | residential | single carriageway | local road
| I5RqWtIbFf5lJVaU | 200 | 1490.2612 | 5647.4477 | 4.5575 | Hard (default) | 1 |  | 3 | White City | soft | single carriageway | local road
| RGQM+c9GRHG+JeyH | 80 | 2710.0701 | 513.5651 | 11.5885 | Hard (default) | 0.68 |  | 3 | White City | non-highway | path | path
| cZhwXb4eAb/EQXI3 | 65 | 2867.7827 | 491.9103 | 12.3661 | Hard (default) | 0.64 |  | 3 | White City | residential | single carriageway | local road
| 5lkwUBeoeYaGQgH/ | 25 | 412.9888 | 35.7461 | 3.1804 | Hard (default) | 1 | Connector
| J0m5AlI1WiMeVXYK | 150 | 1233.6344 | 3530.0356 | 3.985 | Hard (default) | 0.63 |  | 3 | White City | soft | single carriageway | a road
| bo2Im459FOzeWA+9 | 200 | 418.1738 | 5175.2299 | 1.2922 | Hard (default) | 0.64 |  | 3 | White City | non-highway | path | path
| 6gqTrQEWlOhKzt57 | 200 | 5385.3433 | 7368.838 | 15.907 | Hard (default) | 0.63 |  | 3 | White City | residential | single carriageway | local road
| GPhzRTIHPJ6p5G+M | 50 | 1122.9719 | 148.3885 | 6.0511 | Hard (default) | 0.65 |  | 3 | White City | residential | single carriageway | local road
| 5hDeFVOmsROz78Vi | 65 | 2615.7124 | 316.2818 | 12.2599 | Hard (default) | 0.75 | Connector
| 2Y5WLlmAMxz0od95 | 200 | 18301.1833 | 5647.4477 | 55.9685 | Hard (default) | 1 |  | 3 | White City | soft | path | path
| 2PWbywD42UzNk/Yh | 65 | 1131.3421 | 491.9103 | 4.8784 | Hard (default) | 0.64 |  | 3 | White City | residential | single carriageway | local road
| BkHAQ1DqIYS4e9Y7 | 25 | 237.5947 | 30.4277 | 1.9183 | Hard (default) | 1 |  | 3 | White City | residential | single carriageway | local road
| sixpKcvi1ttOTGfw | 65 | 2982.5139 | 303.9934 | 14.068 | Hard (default) | 0.72 |  | 3 | White City | soft | path | path
| ZC7RXzfLGla0w2sW | 32 | 703.2752 | 70.5037 | 4.5228 | Hard (default) | 1 | Connector
| Cm6SdG/ZV0heMidh | 20 | 1794.6943 | 1 | 15.3287 | Hard (default) | 1 |  | 3 | White City | soft | path | path
| 66hG83ktcpubd2MQ | 20 | 205.0033 | 2.916 | 1.3803 | Hard (default) | 1 |  | 3 | White City | residential | single carriageway | local road
| yLlIhBbeMNX0jYX8 | 50 | 2012.8879 | 194.3964 | 10.347 | Hard (default) | 0.7 |  | 3 | White City | residential | single carriageway | local road
| +CAWWSNB6asFWpyU | 40 | 770.1545 | 100.2958 | 4.551 | Hard (default) | 1 |  | 3 | White City | city-centre | single carriageway | a road primary
| s59AODcrp0oRnhi8 | 40 | 1439.0551 | 83.6016 | 8.0355 | Hard (default) | 0.81 |  | 3 | White City | city-centre | single carriageway | a road primary
| JQAodQt6u5RRB5C+ | 20 | 2216.2053 | 4.16 | 18.9289 | Hard (default) | 1 |  | 3 | White City | soft | path | path
| NyaJwX4ndL05kl93 | 20 | 852.3614 | 3.9071 | 7.2801 | Hard (default) | 1 |  | 3 | White City | soft | path | path
| ToqpgjVr3BFKEVwE | 125 | 3191.346 | 1523.084 | 11.5336 | Hard (default) | 0.81853 |  | 3 | White City | soft | single carriageway | restricted local access road
| Ui9K35UVwfLmBgpM | 80 | 1055.9202 | 562.9321 | 4.4594 | Hard (default) | 0.65 |  | 3 | White City | residential | single carriageway | local road
| NEaLIMNNPoESU/uE | 200 | 2320.4228 | 5647.4477 | 7.0963 | Hard (default) | 1 |  | 3 | White City | soft | single carriageway | local road
| YWWeW42mpPlrSV9k | 40 | 506.739 | 83.6016 | 2.8296 | Hard (default) | 0.81 |  | 3 | White City | city-centre | single carriageway | a road primary
| kXIqQh8NbeOdTM4o | 20 | 1183.2798 | 1 | 10.1066 | Hard (default) | 1 |  | 3 | White City | non-highway | single carriageway | restricted local access road
| KFYRRk/VKCkaqHst | 20 | 694.2384 | 1 | 5.9296 | Hard (default) | 1 |  | 3 | White City | soft | single carriageway | restricted local access road
| sFMFFPiqTsdsyzee | 40 | 633.4285 | 103.4439 | 3.7194 | Hard (default) | 0.66 |  | 3 | White City | residential | single carriageway | local road
| V2b6ExDzGRZuAWvJ | 80 | 1646.0434 | 562.9321 | 6.9516 | Hard (default) | 0.65 |  | 3 | White City | residential | single carriageway | local road
| 4NYfkZFRnonFrYhE | 150 | 460.1981 | 3727.3559 | 1.4751 | Hard (default) | 0.64 |  | 3 | White City | city-centre | traffic island link at junction | a road
| uOtgDUVqvlPtD7IL | 50 | 1437.8966 | 148.3885 | 7.7481 | Hard (default) | 0.65 |  | 3 | White City | residential | single carriageway | local road
| SRn6hAhgBjXOvjLW | 20 | 383.1436 | 2.2925 | 3.2725 | Hard (default) | 1 |  | 3 | White City | soft | path | path
| EfekgbsPlIAp/nxg | 40 | 25.8492 | 123.9813 | 0.14578 | Hard (default) | 1 |  | 3 | White City | residential | single carriageway | local road
| eGXh/mqkekTuOlJt | 50 | 1005.5823 | 148.3885 | 5.4186 | Hard (default) | 0.65 |  | 3 | White City | residential | single carriageway | local road
| Az4A0QKL//t4B282 | 80 | 1302.3027 | 617.186 | 5.4262 | Hard (default) | 0.7295 |  | 3 | White City | residential | single carriageway | local road
| 6a1oZQh/98TEttMc | 400 | 3635.6606 | 27339.5091 | 9.3001 | Hard (default) | 0.62 |  | 3 | White City | soft | path | path
| wwTvSfgxOgNZeCPg | 100 | 2442.6793 | 962.6011 | 9.4762 | Hard (default) | 0.64 |  | 3 | White City | soft | single carriageway | a road
| tibsE3xvZ/VyiWm2 | 150 | 1888.201 | 3727.9959 | 6.0521 | Hard (default) | 0.64 |  | 3 | White City | city-centre | single carriageway | a road
| TWETgDM/s2xElwQu | 100 | 1491.3053 | 962.6011 | 5.7854 | Hard (default) | 0.64 |  | 3 | White City | soft | single carriageway | a road
| OHCysJAVQAZj/+mD | 80 | 2410.0223 | 562.9321 | 10.1781 | Hard (default) | 0.65 |  | 3 | White City | residential | single carriageway | local road
| 40rBPAWxVroLtZ0f | 65 | 3815.54 | 366.3403 | 17.8134 | Hard (default) | 0.74827 |  | 3 | White City | residential | single carriageway | local road
| PL/t5zbWQLJojPxE | 80 | 2184.8409 | 562.9321 | 9.2271 | Hard (default) | 0.65 |  | 3 | White City | soft | single carriageway | local road
| aJLoZlIsGo29SmNi | 40 | 275.8564 | 100.2958 | 1.6301 | Hard (default) | 1 |  | 3 | White City | city-centre | single carriageway | a road primary
| 41I7JF9irjFByEYN | 150 | 2705.3186 | 3727.3559 | 8.6713 | Hard (default) | 0.64 |  | 3 | White City | city-centre | traffic island link at junction | a road
| nBDcLMqS4S/lirOl | 50 | 601.8144 | 148.3885 | 3.2429 | Hard (default) | 0.65 |  | 3 | White City | residential | single carriageway | local road
| yyy8Ec2gygyO/L4C | 65 | 1120.9853 | 366.3403 | 5.2335 | Hard (default) | 0.74827 |  | 3 | White City | residential | single carriageway | local road
| P2eZCoIhF6nnUril | 80 | 3742.3422 | 723.1514 | 16.4884 | Hard (default) | 1 |  | 3 | White City | city-centre | traffic island link at junction | a road primary
| KiOe3di+YZLex/ES | 200 | 1840.4817 | 5825.9936 | 5.6103 | Hard (default) | 1 |  | 3 | White City | city-centre | single carriageway | a road
| NcRv8DUVjKmr4OMn | 400 | 3123.0548 | 27007.6999 | 7.9974 | Hard (default) | 0.62 |  | 3 | White City | city-centre | single carriageway | a road
| YWd4EgTg2YiUqBm1 | 125 | 15629.1347 | 2448.1712 | 52.9337 | Hard (default) | 0.63 |  | 3 | White City | residential | single carriageway | local road
| kSkBNlGlSRtdWCTa | 80 | 1693.3257 | 562.9321 | 7.1513 | Hard (default) | 0.65 |  | 3 | White City | residential | single carriageway | local road
| A4AuMbWFl4mGz5hj | 300 | 1996.2352 | 14313.357 | 5.4441 | Hard (default) | 0.63218 |  | 3 | White City | residential | single carriageway | local road
| t12l3SXgMXQkCJIy | 65 | 762.9844 | 366.3403 | 3.5621 | Hard (default) | 0.74827 |  | 3 | White City | soft | single carriageway | local road
| Aswq4OnhdTsiSRHn | 80 | 969.0451 | 562.9321 | 4.0925 | Hard (default) | 0.65 |  | 3 | White City | residential | single carriageway | local road
| tGv4cc3mIEZaXldq | 200 | 12875.9244 | 7536.2844 | 37.9047 | Hard (default) | 0.63 |  | 3 | White City | soft | single carriageway | local road
| 3mi/SOI3A0HXpn63 | 200 | 11694.5077 | 7538.3564 | 34.4092 | Hard (default) | 1 | Connector
| 7WCyBCvCjTCakrTd | 125 | 342.1754 | 1523.084 | 1.2366 | Hard (default) | 0.80548 |  | 3 | White City | soft | single carriageway | restricted local access road
| LzUJK7PwGcYyQk7H | 20 | 1003.6292 | 2.5388 | 8.5721 | Hard (default) | 1 |  | 3 | White City | soft | path | path
| XWK7RLjTS7jJr7HE | 100 | 13077.6969 | 863.2401 | 51.4229 | Hard (default) | 0.81 |  | 3 | White City | non-highway | traffic island link | restricted local access road
| LS7uWQ3tADbSJ5r0 | 80 | 951.4291 | 562.9321 | 4.0181 | Hard (default) | 0.65 |  | 3 | White City | residential | single carriageway | local road
| O5TMyXzLyiKaY7mQ | 50 | 1183.1397 | 148.3885 | 6.3754 | Hard (default) | 0.65 |  | 3 | White City | soft | path | path
| sTh8/nkanWQgrZKb | 250 | 17267.1761 | 8542.2398 | 49.9834 | Hard (default) | 1 |  | 3 | White City | soft | single carriageway | minor road
| MOdu/ruaroW4X+nO | 20 | 764.3435 | 1 | 6.5284 | Hard (default) | 1 |  | 3 | White City | soft | path | path
| gT94vSbU9XanMpLM | 20 | 1750.6808 | 1.6231 | 14.9528 | Hard (default) | 1 |  | 3 | White City | soft | single carriageway | local road
| XF17O1LUMRf+b2fh | 65 | 1746.8951 | 475.7826 | 7.5885 | Hard (default) | 0.74572 |  | 3 | White City | residential | single carriageway | local road
| LT0cTqSOJb+pjXkj | 200 | 2010.0483 | 5825.9936 | 6.1272 | Hard (default) | 1 |  | 3 | White City | city-centre | single carriageway | a road
| +V5t7j3DXdfFC0AK | 100 | 1524.1123 | 962.6011 | 5.9127 | Hard (default) | 0.64 |  | 3 | White City | soft | single carriageway | a road
| C3h1N8PEC6k0mQv4 | 50 | 5240.208 | 148.3885 | 28.2369 | Hard (default) | 0.65 |  | 3 | White City | soft | single carriageway | restricted local access road
| zIY6LG+8VwLQm+Jq | 200 | 1721.2054 | 5647.4477 | 5.2638 | Hard (default) | 1 |  | 3 | White City | soft | single carriageway | local road
| nTL1TpXhyD1eeQv3 | 200 | 451.2497 | 5825.9936 | 1.3755 | Hard (default) | 1 |  | 3 | White City | city-centre | single carriageway | a road
| NcgOh0DlLjY2PU9Y | 65 | 731.5259 | 319.0855 | 3.4239 | Hard (default) | 0.65 |  | 3 | White City | residential | single carriageway | local road
| is29is40uwHP/7/p | 80 | 1291.3984 | 562.9321 | 5.4539 | Hard (default) | 0.65 |  | 3 | White City | residential | single carriageway | local road
| MUb3QyHsi2s9wLn1 | 80 | 143.6131 | 679.7181 | 0.58928 | Hard (default) | 0.67 |  | 3 | White City | city-centre | single carriageway | a road primary
| gybW7jqcIBPoNB6o | 65 | 2095.9726 | 319.0855 | 9.8102 | Hard (default) | 0.65 |  | 3 | White City | residential | single carriageway | local road
| ScyOn958T8nF6uY7 | 300 | 954.5805 | 14313.357 | 2.6033 | Hard (default) | 0.63218 |  | 3 | White City | residential | single carriageway | local road
| D44NGRfkL4LmWN7/ | 125 | 61.5935 | 1523.084 | 0.2226 | Hard (default) | 0.8436 |  | 3 | White City | soft | single carriageway | restricted local access road
| bNrvfGln0C39KXe+ | 50 | 1090.5446 | 148.3885 | 5.8764 | Hard (default) | 0.65 |  | 3 | White City | residential | single carriageway | local road
| 3O7L2uEtWWqCewal | 40 | 67.7557 | 116.8072 | 0.38748 | Hard (default) | 0.72 |  | 3 | White City | residential | single carriageway | local road
| sUq+0xIix61Yw2aZ | 100 | 676.1201 | 962.6011 | 2.623 | Hard (default) | 0.64 |  | 3 | White City | soft | slip road | local access road
| vtnjafu3g93+JsgP | 250 | 1721.4426 | 8864.2378 | 4.966 | Hard (default) | 1 |  | 3 | White City | soft | single carriageway | minor road
| L7FFZLSkcV41KCzH | 400 | 647.9077 | 27339.5091 | 1.6574 | Hard (default) | 0.62 |  | 3 | White City | soft | path | path
| JBg0UwhRbffss1nn | 25 | 560.746 | 31.438 | 4.4862 | Hard (default) | 0.81 |  | 3 | White City | city-centre | single carriageway | a road
| 5hXG/+sAPS3y7nRH | 200 | 4854.6228 | 5647.4477 | 14.8464 | Hard (default) | 1 |  | 3 | White City | soft | single carriageway | minor road
| itS32NTo9DSas0P6 | 65 | 2198.1655 | 491.9103 | 9.4786 | Hard (default) | 0.64 |  | 3 | White City | residential | single carriageway | local road
| mVIFMl1C4rJGvjGt | 150 | 3136.1099 | 3727.9959 | 10.0519 | Hard (default) | 0.64 |  | 3 | White City | city-centre | single carriageway | a road
| pdGZ9rmT6gYH4lYI | 20 | 1421.9751 | 1 | 12.1453 | Hard (default) | 1 |  | 3 | White City | city-centre | slip road | a road
| D0KiIxw3eUDHrd3t | 250 | 6162.0203 | 8542.2398 | 17.8372 | Hard (default) | 1 |  | 3 | White City | soft | single carriageway | minor road
| pnaIO6HDOdtuVpjh | 50 | 426.9579 | 148.3885 | 2.3007 | Hard (default) | 0.65 |  | 3 | White City | residential | single carriageway | local road
| axc5awcAG/GAYwXs | 80 | 1441.2761 | 617.186 | 6.0052 | Hard (default) | 0.7295 |  | 3 | White City | city-centre | single carriageway | a road
| ymlTm1GtRi5twdCi | 20 | 431.5739 | 1 | 3.6861 | Hard (default) | 1 |  | 3 | White City | soft | single carriageway | restricted local access road
| 81hnRGb98w0O+rQk | 65 | 1156.1084 | 319.0855 | 5.4112 | Hard (default) | 0.65 |  | 3 | White City | residential | single carriageway | local road
| +RLkNkS1fqDSsIhH | 200 | 1016.017 | 5647.4477 | 3.1072 | Hard (default) | 1 |  | 3 | White City | soft | single carriageway | minor road
| xkZ6B2CRWOdeuT1R | 20 | 3109.8305 | 3.0272 | 26.5615 | Hard (default) | 1 |  | 3 | White City | soft | single carriageway | restricted local access road
| fxVvbum15DbHsbn7 | 40 | 406.5293 | 83.6016 | 2.27 | Hard (default) | 0.81 |  | 3 | White City | city-centre | single carriageway | a road primary
| g5tZuQJjt1MTBnTf | 25 | 425.3474 | 30.4277 | 3.4343 | Hard (default) | 1 |  | 3 | White City | residential | single carriageway | local road
| MmR+bigfbkQpH6er | 50 | 179.1488 | 148.3885 | 0.96534 | Hard (default) | 0.65 |  | 3 | White City | residential | single carriageway | local road
| l7x8cIEc2uOSy0Fy | 150 | 2763.7088 | 3530.0356 | 8.9276 | Hard (default) | 0.63 |  | 3 | White City | soft | single carriageway | a road
| yulSJJpPclzkh/wA | 80 | 181.7316 | 617.186 | 0.75721 | Hard (default) | 0.7295 |  | 3 | White City | residential | single carriageway | local road
| zpHuyh/IIAchAgx9 | 20 | 387.8073 | 3.0272 | 3.3123 | Hard (default) | 1 |  | 3 | White City | soft | single carriageway | restricted local access road
| FMJP4m08umTmSKLz | 65 | 1434.47 | 319.0855 | 6.7141 | Hard (default) | 0.65 |  | 3 | White City | residential | single carriageway | local road
| m6u8Y0PUxqe+ProN | 32 | 1485.5733 | 49.6357 | 10.4164 | Hard (default) | 0.81 |  | 3 | White City | soft | single carriageway | local road
| ZSIbi/MEtDJIvrwf | 80 | 1359.0539 | 562.9321 | 5.7396 | Hard (default) | 0.65 |  | 3 | White City | residential | single carriageway | local road
| W91lOAP+K3CGB86h | 200 | 4028.1273 | 5825.9936 | 12.2789 | Hard (default) | 1 |  | 3 | White City | city-centre | single carriageway | a road
| L9/FDy8wo0HDQAol | 20 | 6210.2076 | 1 | 53.0422 | Hard (default) | 1 |  | 3 | White City | non-highway | path | path
| NW6kpkuHRa8FbIew | 125 | 2111.3669 | 1648.5896 | 7.5617 | Hard (default) | 0.63 |  | 3 | White City | residential | single carriageway | local road
| WHppej7kGB0hT7Ip | 40 | 757.3575 | 100.2958 | 4.4754 | Hard (default) | 1 |  | 3 | White City | city-centre | single carriageway | a road primary
| v+0LdSCM73sojEHr | 65 | 1334.2347 | 491.9103 | 5.7533 | Hard (default) | 0.64 |  | 3 | White City | residential | single carriageway | local road
| jF1USLWe2uZdCmKM | 40 | 830.7962 | 100.2958 | 4.9093 | Hard (default) | 1 |  | 3 | White City | city-centre | single carriageway | a road primary
| 6NESRRBuQt0b2iRG | 50 | 2060.3556 | 148.3885 | 11.1022 | Hard (default) | 0.65 |  | 3 | White City | residential | single carriageway | local road
| 3Mt2ck38wL8uj8U5 | 65 | 1293.4524 | 491.9103 | 5.5775 | Hard (default) | 0.64 |  | 3 | White City | residential | single carriageway | local road
| R1s2L04zIhmu1tt4 | 80 | 28.6611 | 562.9321 | 0.12104 | Hard (default) | 0.65 |  | 3 | White City | residential | single carriageway | local road
| A1k7GLTpYaw0MYmI | 200 | 1281.3611 | 5646.4477 | 3.9187 | Hard (default) | 1 |  | 3 | White City | soft | single carriageway | local road
| ghwd3rIc0nsYAYDS | 65 | 4714.667 | 491.9103 | 20.33 | Hard (default) | 0.64 |  | 3 | White City | residential | single carriageway | local road
| Y/400ekLCivvQ/Q9 | 65 | 2669.1568 | 491.9103 | 11.5096 | Hard (default) | 0.64 |  | 3 | White City | residential | single carriageway | local road
| kwdWBpWXki+iRhnN | 80 | 1346.4957 | 562.9321 | 5.6866 | Hard (default) | 0.65 |  | 3 | White City | residential | single carriageway | local road
| biIVA5tkAqYZ/hXT | 150 | 1829.582 | 3727.9959 | 5.8642 | Hard (default) | 0.64 |  | 3 | White City | city-centre | single carriageway | a road
| rRCBSouIs5Mfcf7N | 65 | 2330.6447 | 366.3403 | 10.881 | Hard (default) | 0.74827 |  | 3 | White City | residential | single carriageway | local road
| rtudkZkbnaQRx851 | 80 | 686.5823 | 617.186 | 2.8607 | Hard (default) | 0.7295 |  | 3 | White City | city-centre | single carriageway | a road
| 1GL4xiVtmY8sfO8o | 50 | 2733.2247 | 148.3885 | 14.728 | Hard (default) | 0.65 |  | 3 | White City | residential | single carriageway | local road
| MRA5oF6Fi6Myi6z7 | 50 | 1025.5961 | 148.3885 | 5.5264 | Hard (default) | 0.65 |  | 3 | White City | residential | single carriageway | local road
| 40cdQ1QHgJ6EaOUH | 40 | 364.412 | 100.2958 | 2.1534 | Hard (default) | 1 |  | 3 | White City | city-centre | single carriageway | a road primary
| /rhju1e0BHOMbijJ | 80 | 4618.474 | 562.9321 | 19.5049 | Hard (default) | 0.65 |  | 3 | White City | residential | single carriageway | local road
| bHIvO/OZXoJRawtr | 65 | 814.4912 | 366.3403 | 3.8026 | Hard (default) | 0.74827 |  | 3 | White City | residential | single carriageway | local road
| P/JdCIZ4DYXc+prA | 80 | 9356.9734 | 705.6482 | 41.2259 | Hard (default) | 1 |  | 3 | White City | residential | dual carriageway | local road
| 10d6i3HAAZqJ1NLi | 65 | 597.9314 | 319.0855 | 2.7986 | Hard (default) | 0.65 |  | 3 | White City | residential | single carriageway | local road
| m1wSrifaqhdHqQAO | 65 | 8079.4141 | 366.3403 | 37.72 | Hard (default) | 0.74827 |  | 3 | White City | soft | path | path
| 1DfsFWKn+1JQn/sP | 80 | 1241.1625 | 562.9321 | 5.2417 | Hard (default) | 0.65 |  | 3 | White City | residential | single carriageway | local road
| iIGRgtYwA0cvTQSj | 250 | 2188.1376 | 8545.7786 | 6.3337 | Hard (default) | 1 |  | 3 | White City | soft | traffic island link | minor road
| gYS1kf9iPCMl6qnC | 250 | 11751.9312 | 8864.2378 | 33.9018 | Hard (default) | 1 |  | 3 | White City | soft | single carriageway | minor road
| QHysOlBI7BkKrSaU | 50 | 830.972 | 148.3885 | 4.4777 | Hard (default) | 0.65 |  | 3 | White City | residential | single carriageway | local road
| +DQa+cDj5SHsE35R | 65 | 1765.497 | 366.3403 | 8.2425 | Hard (default) | 0.74827 |  | 3 | White City | residential | single carriageway | local road
| TkUvPKA/Bc3X3iA8 | 65 | 758.9116 | 319.0855 | 3.5521 | Hard (default) | 0.65 |  | 3 | White City | residential | single carriageway | local road
| pwHQNR7s7rWYJLXg | 80 | 1326.269 | 617.186 | 5.5261 | Hard (default) | 0.7295 |  | 3 | White City | residential | single carriageway | local road
| 9XhkfrFADzTnFXis | 200 | 1629.0539 | 7368.838 | 4.8118 | Hard (default) | 0.63 |  | 3 | White City | soft | single carriageway | local road
| 30d/M0QDCucihLpd | 150 | 4163.8173 | 3727.9959 | 13.3459 | Hard (default) | 0.64 |  | 3 | White City | city-centre | single carriageway | a road
| Qjv1fdGlM3KCpUX6 | 200 | 3057.7797 | 5647.4477 | 9.3513 | Hard (default) | 1 |  | 3 | White City | soft | single carriageway | local road
| OiQMZ/qBhbpqLZHk | 400 | 3130.1012 | 26893.9839 | 8.0184 | Hard (default) | 0.62 |  | 3 | White City | city-centre | single carriageway | a road
| gYs6OfEHyn8zCJLT | 65 | 1369.6928 | 319.0855 | 6.4109 | Hard (default) | 0.65 |  | 3 | White City | residential | single carriageway | local road
| nNBurdhSWSlCPX7v | 20 | 3833.8667 | 1.778 | 32.7456 | Hard (default) | 1 |  | 3 | White City | soft | path | path
| +ExrU8FSQtOn11uw | 80 | 330.3822 | 562.9321 | 1.3953 | Hard (default) | 0.65 |  | 3 | White City | residential | single carriageway | local road
| LDCSdWWrFweeTBf7 | 80 | 408.7389 | 562.9321 | 1.7262 | Hard (default) | 0.65 |  | 3 | White City | residential | single carriageway | local road
| tZ4E54SHHvlP2Gek | 20 | 1049.0113 | 1.6231 | 8.9597 | Hard (default) | 1 |  | 3 | White City | soft | single carriageway | local road
| VZz3JEhOKz6fKrb5 | 20 | 7621.5135 | 1.5302 | 65.0964 | Hard (default) | 1 |  | 3 | White City | soft | single carriageway | a road
| e7DWtPAYG+ukQeOM | 25 | 1117.9229 | 25.5391 | 9.4469 | Hard (default) | 1 | Connector
| guZPTabEDQLBHNJ8 | 65 | 224.5536 | 491.9103 | 0.96829 | Hard (default) | 0.64 |  | 3 | White City | residential | single carriageway | local road
| cUpZh4X6n0d76kb3 | 40 | 4557.9628 | 123.9813 | 25.7061 | Hard (default) | 1 | Connector
| s853OcXWTb75zYPm | 65 | 899.2803 | 491.9103 | 3.8778 | Hard (default) | 0.64 |  | 3 | White City | residential | single carriageway | local road
| cPWcKjmBvUJ+8R2l | 80 | 1322.1745 | 706.6531 | 5.8227 | Hard (default) | 1 |  | 3 | White City | residential | dual carriageway | local road
| orxUhmbtdDlVWa8s | 65 | 359.6015 | 366.3403 | 1.6789 | Hard (default) | 0.74827 |  | 3 | White City | residential | single carriageway | local road
| vJlfE5rpXZdpIEqw | 80 | 626.2382 | 562.9321 | 2.6447 | Hard (default) | 0.65 |  | 3 | White City | residential | single carriageway | local road
| jaUtApyoeJ2S9JyM | 150 | 1410.5806 | 3530.0356 | 4.5566 | Hard (default) | 0.63 |  | 3 | White City | soft | single carriageway | a road
| jgBCakfIAAQLmw/6 | 65 | 2711.5067 | 449.7507 | 11.9211 | Hard (default) | 0.66 |  | 3 | White City | non-highway | single carriageway | restricted secondary access road
| sTfTUxUQzokqrMYn | 250 | 8052.3589 | 9393.3191 | 23.0941 | Hard (default) | 0.63 |  | 3 | White City | soft | path | path
| 9j1d91kYKTiUgVwh | 100 | 7442.5333 | 863.2401 | 29.2648 | Hard (default) | 0.81 |  | 3 | White City | non-highway | single carriageway | restricted local access road
| Y1tbTWlGy3hZoIOg | 20 | 590.9404 | 2.5388 | 5.0473 | Hard (default) | 1 |  | 3 | White City | soft | single carriageway | restricted local access road
| 6cbNqIBzzsBznxLA | 125 | 12397.4349 | 1523.9644 | 44.8045 | Hard (default) | 0.80664 |  | 3 | White City | soft | path | path
| 2froKE23IIXM0gOZ | 20 | 586.0876 | 2.916 | 3.9463 | Hard (default) | 1 |  | 3 | White City | residential | single carriageway | local road
| KSUE4OLTi+71ZhMT | 65 | 1477.9238 | 316.2818 | 6.9271 | Hard (default) | 0.75 |  | 3 | White City | soft | path | path
| QvTvJqELVzt+Y/9v | 80 | 4091.9731 | 723.1514 | 18.0288 | Hard (default) | 1 |  | 3 | White City | soft | traffic island link at junction | a road primary
| seKXpjSIiA0hq4cf | 50 | 843.9704 | 205.5509 | 4.2904 | Hard (default) | 0.68 |  | 3 | White City | non-highway | single carriageway | restricted local access road
| 2oOkOh7bUlPweI/8 | 80 | 1138.371 | 562.9321 | 4.8076 | Hard (default) | 0.65 |  | 3 | White City | residential | single carriageway | local road
| 75kYUFdjR0H5eNgd | 80 | 2235.4081 | 620.9996 | 9.3053 | Hard (default) | 0.67 |  | 3 | White City | non-highway | path | path
| Uavw9HEyoaivwwKd | 20 | 604.5785 | 1.6231 | 5.1638 | Hard (default) | 1 |  | 3 | White City | soft | single carriageway | local road
| /6M5YJXmkyRhcmrM | 80 | 1249.3107 | 562.9321 | 5.2761 | Hard (default) | 0.65 |  | 3 | White City | residential | single carriageway | local road
| r/RMG68OvTTIobfJ | 200 | 19613.8127 | 7536.2844 | 57.74 | Hard (default) | 0.63 |  | 3 | White City | residential | single carriageway | local road
| SKB5FfecGwFjpL2/ | 125 | 1415.2563 | 1523.084 | 5.1148 | Hard (default) | 0.80548 |  | 3 | White City | soft | single carriageway | local road
| /cbre5jWB5JvdZiL | 65 | 1199.6625 | 366.3403 | 5.6008 | Hard (default) | 0.74827 |  | 3 | White City | residential | single carriageway | local road
| grDLfItu34hKzRTT | 50 | 752.9344 | 148.3885 | 4.0572 | Hard (default) | 0.65 |  | 3 | White City | soft | single carriageway | restricted local access road
| CcYPl9sZ9DztG7v5 | 200 | 1433.3845 | 5175.2299 | 4.4293 | Hard (default) | 0.64 |  | 3 | White City | soft | path | path
| YrCYHPkRzkD5WZmL | 65 | 475.358 | 366.3403 | 2.2193 | Hard (default) | 0.74827 |  | 3 | White City | residential | single carriageway | local road
| qT3lbnT5J8uL8b0j | 50 | 174.8156 | 148.3885 | 0.94199 | Hard (default) | 0.65 |  | 3 | White City | residential | single carriageway | local road
| 6Nz6Q9iSx34OJwDI | 25 | 1160.4479 | 31.438 | 9.284 | Hard (default) | 0.81 | Connector
| Vo4NnDUxSuPO+7cu | 40 | 525.5718 | 100.2958 | 3.1057 | Hard (default) | 1 |  | 3 | White City | city-centre | single carriageway | a road primary
| qqrtOsDFPYuPm8hN | 100 | 4650.0484 | 1483.2 | 16.9065 | Hard (default) | 1 | Connector
| DZB1HuaEp8+Iivy8 | 40 | 875.874 | 83.6016 | 4.8908 | Hard (default) | 0.81 |  | 3 | White City | city-centre | single carriageway | a road primary
| SeymwtFFmeq/KKqx | 40 | 66.5731 | 100.2958 | 0.39339 | Hard (default) | 1 |  | 3 | White City | city-centre | single carriageway | a road primary
| nyYOdYoAXw+qYNRa | 50 | 983.7704 | 148.3885 | 5.3011 | Hard (default) | 0.65 |  | 3 | White City | residential | single carriageway | local road
| gydthE4G8iTN8QVC | 150 | 2275.4368 | 3529.0716 | 7.3506 | Hard (default) | 0.63 |  | 3 | White City | non-highway | single carriageway | restricted local access road
| ED30k2KIczxEybrd | 250 | 3035.457 | 9650.7139 | 8.682 | Hard (default) | 0.68 | Connector
| eZUem8DKH1Mt8rpk | 25 | 2198.6041 | 40.3157 | 16.2846 | Hard (default) | 1 |  | 3 | White City | soft | path | path
| uiEMcbFjWgAWDd3M | 80 | 190.2722 | 562.9321 | 0.80356 | Hard (default) | 0.65 |  | 3 | White City | soft | single carriageway | local road
| rbPe6hkhYghAF2VC | 40 | 1172.0737 | 101.6611 | 6.907 | Hard (default) | 1 | Connector
| SAd45iuEVFw/2gvz | 65 | 5946.9717 | 491.9103 | 25.6437 | Hard (default) | 0.64 |  | 3 | White City | residential | single carriageway | local road
| +R1tx9KZJ9vIvyZU | 20 | 1177.7226 | 2.2925 | 10.0591 | Hard (default) | 1 |  | 3 | White City | soft | path | path
| XWMM9C0mFd2jXiSq | 50 | 3586.2367 | 152.5682 | 19.2401 | Hard (default) | 1 | Connector
| rIOyy0B0jDt+1XeG | 250 | 7833.2399 | 8542.2398 | 22.6749 | Hard (default) | 1 |  | 3 | White City | residential | single carriageway | minor road
| AHd/WDRgrv7Nr1zB | 80 | 2779.0025 | 807.1769 | 11.0598 | Hard (default) | 0.66 |  | 3 | White City | city-centre | single carriageway | a road
| cgKmaoVlXo3hcdZu | 80 | 2214.3717 | 679.7181 | 9.086 | Hard (default) | 0.67 |  | 3 | White City | city-centre | single carriageway | a road primary
| 5zOWxsVuWGmbJPxS | 20 | 241.9741 | 1.778 | 2.0667 | Hard (default) | 1 |  | 3 | White City | non-highway | path | path
| FDqgLaC5U3KJU40E | 20 | 7090.2955 | 2.5388 | 60.5592 | Hard (default) | 1 |  | 3 | White City | soft | single carriageway | restricted local access road
| ezB6XkC7SyCpeUmZ | 200 | 2691.2368 | 5825.9936 | 8.2037 | Hard (default) | 1 |  | 3 | White City | city-centre | single carriageway | a road
| tohRBsXmrV7ZTNZp | 125 | 14439.1063 | 1778.4028 | 51.2348 | Hard (default) | 1 |  | 3 | White City | soft | path | path
| LYJjFRC3I61aIkhI | 20 | 363.8262 | 2.916 | 2.4497 | Hard (default) | 1 |  | 3 | White City | residential | single carriageway | local road
| 0dRbaX8Ayf0l65fB | 150 | 104.0929 | 3530.0356 | 0.33625 | Hard (default) | 0.63 |  | 3 | White City | non-highway | path | path
| xUXfpd6K/XdCqOQC | 200 | 1268.3325 | 7536.2844 | 3.7338 | Hard (default) | 0.63 |  | 3 | White City | residential | single carriageway | local road
| CAHWMdMiZUunZGEJ | 200 | 2845.1053 | 5647.4477 | 8.7009 | Hard (default) | 1 |  | 3 | White City | soft | single carriageway | local road
| LXJZxwERlEOuLjtB | 40 | 271.0593 | 103.4439 | 1.5916 | Hard (default) | 0.66 |  | 3 | White City | residential | single carriageway | local road
| 9aVsMVBnU8RGlVHx | 80 | 67.8895 | 562.9321 | 0.28671 | Hard (default) | 0.65 |  | 3 | White City | residential | single carriageway | local road
| wJan7r+bOJrxwneR | 50 | 1150.8652 | 148.3885 | 6.2014 | Hard (default) | 0.65 |  | 3 | White City | residential | single carriageway | local road
| rxfw41gjDV9jtB+6 | 80 | 384.0648 | 617.186 | 1.6003 | Hard (default) | 0.7295 |  | 3 | White City | residential | single carriageway | local road
| 6txy4beoc3jKaL0+ | 80 | 4302.7196 | 718.8964 | 18.9574 | Hard (default) | 1 |  | 3 | White City | motorway | dual carriageway | a road primary
| C90M2125em/AMXdh | 40 | 712.7045 | 100.2958 | 4.2115 | Hard (default) | 1 |  | 3 | White City | city-centre | single carriageway | a road primary
| ksxtTz+X5wW0DRVC | 50 | 29.9936 | 205.5509 | 0.15248 | Hard (default) | 0.68 |  | 3 | White City | non-highway | single carriageway | restricted local access road
| QHkJuYuS6GZy5cNd | 80 | 1188.3385 | 617.186 | 4.9513 | Hard (default) | 0.7295 |  | 3 | White City | residential | single carriageway | local road
| gPl5wn7NSlDYdidk | 50 | 23.8401 | 148.3885 | 0.12846 | Hard (default) | 0.65 |  | 3 | White City | soft | path | path
| v+4tuZmCM4P37yEt | 20 | 924.8781 | 2.916 | 6.2275 | Hard (default) | 1 |  | 3 | White City | residential | single carriageway | local road
| 1T3zHjAAhQ7PVaJ+ | 200 | 1664.4801 | 5175.2299 | 5.1434 | Hard (default) | 0.64 |  | 3 | White City | soft | path | path
| wDeAdPTDgYu34nko | 80 | 1197.3125 | 562.9321 | 5.0565 | Hard (default) | 0.65 |  | 3 | White City | residential | single carriageway | local road
| O2KAoAWOrQkWgo0m | 20 | 612.8873 | 1 | 5.2348 | Hard (default) | 1 |  | 3 | White City | non-highway | path | path
| GYMp47W6ZJthBrZd | 40 | 734.5942 | 83.6016 | 4.1019 | Hard (default) | 0.81 |  | 3 | White City | city-centre | single carriageway | a road primary
| +X8okQEb46wgxRu0 | 100 | 4372.955 | 962.6011 | 16.9646 | Hard (default) | 0.64 |  | 3 | White City | soft | path | path
| lHU7VsZ/zewMYQP2 | 65 | 4318.4601 | 303.9934 | 20.3694 | Hard (default) | 0.72 |  | 3 | White City | soft | single carriageway | local road
| nnZiNKiFv0rPm8mJ | 80 | 833.3524 | 562.9321 | 3.5194 | Hard (default) | 0.65 |  | 3 | White City | residential | single carriageway | local road
| uP9sNrNMLyI0AweY | 65 | 2378.8946 | 265.788 | 11.4358 | Hard (default) | 1 | Connector
| T/dddW6VU2MriTE8 | 65 | 34.9076 | 366.3403 | 0.16297 | Hard (default) | 0.74827 |  | 3 | White City | residential | single carriageway | local road
| mdUbbr/5hgZl3j0b | 32 | 481.4549 | 57.2775 | 4.1122 | Hard (default) | 1 |  | 3 | White City | residential | single carriageway | local road
| M8/mB/6oKVBAMayk | 200 | 574.2458 | 7536.2844 | 1.6905 | Hard (default) | 0.63 |  | 3 | White City | residential | single carriageway | local road
| pj1+gzQVkLAteXlp | 150 | 1524.9642 | 3530.0356 | 4.9261 | Hard (default) | 0.63 |  | 3 | White City | soft | single carriageway | a road
| KlggjoBvcQO9ckaR | 65 | 2498.7308 | 427.0794 | 11.1026 | Hard (default) | 0.65 |  | 3 | White City | non-highway | single carriageway | restricted local access road
| OmAHaaNKF4kiOMBQ | 25 | 164.406 | 30.4277 | 1.3274 | Hard (default) | 1 |  | 3 | White City | residential | single carriageway | local road
| RVVYKCjLECEUwk/y | 80 | 1044.3747 | 617.186 | 4.3515 | Hard (default) | 0.7295 |  | 3 | White City | residential | single carriageway | local road
| 2XG9SNyrUU1/eXgU | 200 | 2009.9726 | 5825.9936 | 6.127 | Hard (default) | 1 |  | 3 | White City | city-centre | single carriageway | a road
| SmEhxRKF4NuvRD+x | 80 | 958.282 | 562.9321 | 4.047 | Hard (default) | 0.65 |  | 3 | White City | residential | single carriageway | local road
| I04k+C+1S/7MnmtR | 20 | 1676.998 | 2.916 | 11.2917 | Hard (default) | 1 |  | 3 | White City | residential | single carriageway | local road
| 4pGvvrgZUzdd5BMN | 50 | 2749.7805 | 148.3885 | 14.8172 | Hard (default) | 0.65 |  | 3 | White City | non-highway | single carriageway | restricted local access road
| TzxUUmfefy+K3FPc | 65 | 1368.673 | 366.3403 | 6.3899 | Hard (default) | 0.74827 |  | 3 | White City | residential | single carriageway | local road
| gEcPnGjTlT3fMt5U | 80 | 600.0101 | 617.186 | 2.5 | Hard (default) | 0.7295 |  | 3 | White City | residential | single carriageway | local road
| zdgPCoGlX/ff3eIt | 20 | 511.2634 | 1.5302 | 4.3668 | Hard (default) | 1 |  | 3 | White City | soft | single carriageway | local road
| 8npdzzUdNZyCC4hf | 20 | 1042.6486 | 1 | 8.9054 | Hard (default) | 1 |  | 3 | White City | soft | path | path
| CZ0eXyXXbJ6MEY+6 | 50 | 95.6783 | 148.3885 | 0.51556 | Hard (default) | 0.65 |  | 3 | White City | residential | single carriageway | local road
| HtQ020S73GsmmvGv | 20 | 1079.6712 | 2 | 9.2216 | Hard (default) | 1 |  | 3 | White City | motorway | dual carriageway | a road primary
| gebF0pWiW2C+GRCM | 50 | 2397.0908 | 148.3885 | 12.9167 | Hard (default) | 0.65 |  | 3 | White City | soft | single carriageway | restricted local access road
| fwHsK2jtw0CoICN4 | 200 | 1721.4951 | 5647.4477 | 5.2647 | Hard (default) | 1 |  | 3 | White City | soft | single carriageway | local road
| o2eiu1lvUU1yaOBc | 50 | 1122.9629 | 148.3885 | 6.0511 | Hard (default) | 0.65 |  | 3 | White City | residential | single carriageway | local road
| GvfRN94jR8HPWpS8 | 100 | 1554.0331 | 1483.2 | 5.6501 | Hard (default) | 1 |  | 3 | White City | residential | dual carriageway | local access road
| 7zHDMKlMeOb3nLAi | 40 | 736.5713 | 100.2958 | 4.3525 | Hard (default) | 1 |  | 3 | White City | city-centre | single carriageway | a road primary
| ZNeo2bYz1mCgrUEt | 300 | 5548.3017 | 14313.357 | 15.1313 | Hard (default) | 0.63218 |  | 3 | White City | residential | single carriageway | local road
| ggTx76HIOa4AEhla | 20 | 599.1028 | 1.6231 | 5.117 | Hard (default) | 1 |  | 3 | White City | soft | single carriageway | local road
| i//MzTSn4QBt7MFo | 200 | 1367.8429 | 5647.4477 | 4.1831 | Hard (default) | 1 |  | 3 | White City | residential | single carriageway | minor road
| FUl9lsM1I0nrTf0q | 80 | 468.1358 | 617.186 | 1.9505 | Hard (default) | 0.7295 |  | 3 | White City | residential | single carriageway | local road
| jCpB/Xgswhz66rUM | 20 | 1003.8196 | 1.6231 | 8.5738 | Hard (default) | 1 |  | 3 | White City | soft | single carriageway | local road
| aDWpePxXBYPDURgK | 200 | 2010.0485 | 5825.9936 | 6.1272 | Hard (default) | 1 |  | 3 | White City | city-centre | single carriageway | a road
| TRHw5wMywHf8OK8F | 25 | 231.6244 | 25.5461 | 1.9572 | Hard (default) | 0.81 |  | 3 | White City | residential | single carriageway | local road
| TyPujobRKghDuVDk | 40 | 883.2208 | 103.4439 | 5.1862 | Hard (default) | 0.66 |  | 3 | White City | residential | single carriageway | local road
| 1J1O+AQXCvQzUFvm | 100 | 4918.0882 | 1483.2 | 17.881 | Hard (default) | 1 |  | 3 | White City | residential | dual carriageway | local access road
| HbeKvzxK8ipKycKw | 200 | 4016.7128 | 5175.2299 | 12.412 | Hard (default) | 0.64 |  | 3 | White City | non-highway | path | path
| j4dOwoguw0Kk4L4A | 200 | 4292.7052 | 5647.4477 | 13.1279 | Hard (default) | 1 |  | 3 | White City | residential | single carriageway | local road
| LMbStJH/8aST4d5H | 20 | 493.4931 | 1 | 4.215 | Hard (default) | 1 |  | 3 | White City | non-highway | single carriageway | restricted local access road
| BOxsCBqI0DcMqS0x | 80 | 506.8483 | 562.9321 | 2.1405 | Hard (default) | 0.65 |  | 3 | White City | residential | single carriageway | local road
| cqgp43jFE8uxo8Ko | 40 | 737.4248 | 142.0129 | 4.0195 | Hard (default) | 1 | Connector
| FayYpvIQD9DZBzvk | 400 | 3169.3091 | 27339.5091 | 8.1071 | Hard (default) | 0.62 |  | 3 | White City | soft | path | path
| VtQHlOyIabcyCSpa | 250 | 487.5223 | 8545.7786 | 1.4112 | Hard (default) | 1 |  | 3 | White City | residential | traffic island link | minor road
| r7DVBdMV/uIE7He6 | 250 | 6771.9371 | 8864.2378 | 19.5356 | Hard (default) | 1 |  | 3 | White City | soft | single carriageway | minor road
| PbDbCpThkt2ZcHH8 | 40 | 832.2136 | 116.8072 | 4.7592 | Hard (default) | 0.72 |  | 3 | White City | residential | single carriageway | local road
| tRSDwmVVL5stL0yL | 125 | 13620.8946 | 1648.5896 | 48.7823 | Hard (default) | 0.63 |  | 3 | White City | residential | single carriageway | local road
| WmjubDVTxfJuwoWM | 50 | 2061.1234 | 148.3885 | 11.1064 | Hard (default) | 0.65 |  | 3 | White City | non-highway | path | path
| 9SguHSk8L9rvhhem | 40 | 1321.9897 | 116.8072 | 7.5602 | Hard (default) | 0.72 | Connector
| W0MS3eNsKrDWlvIu | 400 | 2954.8446 | 27007.6999 | 7.5666 | Hard (default) | 0.62 |  | 3 | White City | city-centre | single carriageway | a road
| XJTmEnbbgxglaEz1 | 20 | 125.4499 | 2.916 | 0.84469 | Hard (default) | 1 |  | 3 | White City | residential | single carriageway | local road
| 0EZOzpg71VUncL0K | 200 | 2550.7498 | 5175.2299 | 7.8821 | Hard (default) | 0.64 |  | 3 | White City | soft | path | path
| TXM/cwZHq0ylVFM8 | 80 | 7267.8822 | 718.4055 | 32.0216 | Hard (default) | 1 |  | 3 | White City | motorway | dual carriageway | a road primary
| j9rmVauS0Rw3qenk | 80 | 1872.8433 | 706.8667 | 8.2477 | Hard (default) | 1 |  | 3 | White City | soft | slip road | a road primary
| imbVpMLQhJDaWQpX | 400 | 6282.1512 | 27339.5091 | 16.0698 | Hard (default) | 0.62 |  | 3 | White City | non-highway | path | path
| w0ayIjkEnDs0vSR4 | 40 | 416.1272 | 116.8072 | 2.3797 | Hard (default) | 0.72 |  | 3 | White City | residential | single carriageway | local road
| bfqYgoAJkgMgEUiJ | 40 | 1721.2283 | 123.1665 | 9.7227 | Hard (default) | 1 | Connector
| hTxyi+VCfytEco3T | 200 | 2351.3401 | 5647.4477 | 7.1908 | Hard (default) | 1 |  | 3 | White City | soft | single carriageway | local road
| QwZU+o1advXIxNCL | 125 | 2532.1391 | 1523.084 | 9.1512 | Hard (default) | 0.80548 |  | 3 | White City | residential | single carriageway | minor road
| LXL9iLqGjty07O0k | 125 | 7099.3985 | 1523.084 | 25.6574 | Hard (default) | 0.81853 |  | 3 | White City | soft | single carriageway | restricted local access road
| dduGReMhVNkobQyI | 200 | 1135.6322 | 5647.4477 | 3.473 | Hard (default) | 1 |  | 3 | White City | residential | single carriageway | minor road
| g9aiMqkXmI984tyC | 20 | 1702.8316 | 1 | 14.5441 | Hard (default) | 1 |  | 3 | White City | soft | path | path
| 5/yRjKsTVV5UCFC+ | 20 | 907.6986 | 2.5388 | 7.7528 | Hard (default) | 1 |  | 3 | White City | non-highway | path | path
| 1QC5/uPKjMzUmMXj | 50 | 1030.2422 | 148.3885 | 5.5515 | Hard (default) | 0.65 |  | 3 | White City | residential | single carriageway | local road
| dCC/SrGkLWhBRzOR | 40 | 1398.155 | 141.2502 | 7.6317 | Hard (default) | 1 | Connector
| xPaNMmj/55CFPFWn | 50 | 954.9717 | 148.3885 | 5.1459 | Hard (default) | 0.65 |  | 3 | White City | residential | single carriageway | local road
| /NMR+aaHK+tMAees | 400 | 3270.3091 | 27007.6999 | 8.3745 | Hard (default) | 0.62 |  | 3 | White City | city-centre | single carriageway | a road
| kVSSRgZmxtGPaaMY | 150 | 949.8381 | 3727.9959 | 3.0444 | Hard (default) | 0.64 |  | 3 | White City | city-centre | single carriageway | a road
| SdBLgliRassboPWE | 20 | 571.9151 | 2.5388 | 4.8848 | Hard (default) | 1 |  | 3 | White City | soft | path | path
| 1tlO1gethAxj282Z | 65 | 208.1604 | 374.6233 | 0.94826 | Hard (default) | 0.7 |  | 3 | White City | city-centre | single carriageway | a road
| RIsYOXWJdN9gsQ0q | 125 | 2940.9634 | 1523.084 | 10.6287 | Hard (default) | 0.80548 |  | 3 | White City | residential | traffic island link at junction | minor road
| Y+8NRn5Okr9CbH04 | 40 | 313.9439 | 116.8072 | 1.7954 | Hard (default) | 0.72 |  | 3 | White City | residential | single carriageway | local road
| A8Qfv5G5K8OqPwoL | 125 | 10225.7974 | 1523.084 | 36.9562 | Hard (default) | 0.98336 | Connector
| jGkLzaDWJtiJk7v6 | 80 | 453.113 | 679.7181 | 1.8592 | Hard (default) | 0.67 |  | 3 | White City | city-centre | single carriageway | a road primary
| HAGLBeO+AheRLwls | 80 | 158.7659 | 709.6362 | 0.69951 | Hard (default) | 1 |  | 3 | White City | soft | slip road | a road primary
| 0PFNhxV454oruwhb | 80 | 1045.5635 | 617.186 | 4.3565 | Hard (default) | 0.7295 |  | 3 | White City | residential | single carriageway | local road
| yF5qK8ugDTISTrQp | 25 | 221.8671 | 30.4277 | 1.7914 | Hard (default) | 1 |  | 3 | White City | residential | single carriageway | local road
| 37D3uMx7VbJicuHP | 20 | 122.0017 | 2.5527 | 1.042 | Hard (default) | 1 |  | 3 | White City | soft | single carriageway | restricted local access road
| sjHZ45xDcb9cCE8e | 40 | 994.2215 | 83.6016 | 5.5516 | Hard (default) | 0.81 |  | 3 | White City | city-centre | single carriageway | a road primary
| hiQATtHGcduUfBJo | 65 | 1153.7012 | 366.3403 | 5.3862 | Hard (default) | 0.74827 |  | 3 | White City | residential | single carriageway | local road
| DDeVTLvjU0iBh9cN | 65 | 6032.6765 | 374.6233 | 27.4815 | Hard (default) | 0.7 | Connector
| gVkUe6b++BfPraIA | 50 | 846.7675 | 148.3885 | 4.5628 | Hard (default) | 0.65 |  | 3 | White City | residential | single carriageway | local road
| NF12nVpVPFaq4oQX | 40 | 508.3407 | 100.2958 | 3.0039 | Hard (default) | 1 |  | 3 | White City | city-centre | single carriageway | a road primary
| qTfcDmyhPOU8N4gR | 80 | 724.628 | 562.9321 | 3.0603 | Hard (default) | 0.65 |  | 3 | White City | residential | single carriageway | local road
| vmhYyv58aZ6ujlGJ | 80 | 4671.4047 | 667.9259 | 19.2229 | Hard (default) | 0.63 |  | 3 | White City | residential | single carriageway | local road
| fiXlnqjbvY2GHB9B | 65 | 720.3754 | 366.3403 | 3.3632 | Hard (default) | 0.74827 |  | 3 | White City | residential | single carriageway | local road

## Heat supplies inputs
2 | Heat supplies
| ID | AnnualOutput | PeakOutput | capacity_kwh | capacity_kwp | capex_fixed | capex_per_kwp | description | is_supply | name | opex_fixed | opex_per_kwh | opex_per_kwp | source_temperature | type
| 6Er0zUOG2+mqp8wB | 17379834 | 5511.1089 | 17379834 | 5511.1089 | 1500000 | 1200 | 3.0 MW of low carbon. Aquifer source HP. Assumed peak energy centre capacity of 5.5 MW. | 1 | Sheperd's Bush AqSHP (33,679m²) | 0 | 0.047522 | 50.55 | 80 | Aquifer source HP
| ZZPOGOxPtrR1spVW | 92105774 | 45527.2734 | 143574800 | 45527.2734 | 1000000 | 800 | 25.0 MW of low carbon. ASHP. Assumed peak energy centre capacity of 45.5 MW. | 1 | White City ASHP | 0 | 0.053332 | 50.55 | 80 | ASHP
| KEbCVx/G+f1kOV1Y | 15315659 | 4824.5481 | 15315659 | 4856.5635 | 1500000 | 1200 | 2.7 MW of low carbon. Aquifer source HP. Assumed peak energy centre capacity of 4.9 MW. | 1 | Wormholt Park AqSHP (29,679m²) | 0 | 0.047522 | 50.55 | 80 | Aquifer source HP
| AEZkTGK07CXKCF8R | 2900000 | 919.584 | 2900000 | 919.584 | 2000000 | 1000 | 0.5 MW of low carbon. Waste exhaust heat (TfL). Assumed peak energy centre capacity of 0.9 MW. | 1 | Sheperd's Bush (TfL) | 0 | 0.050233 | 50.55 | 80 | Waste exhaust heat (TfL)
| llaMCm41jZLxq+i+ | 103929128 | 32955.7109 | 103929128 | 32955.7109 | 1500000 | 1200 | 18.1 MW of low carbon. Aquifer source HP. Assumed peak energy centre capacity of 33.0 MW. | 1 | Holland Park AqSHP (201,396m²) | 0 | 0.06 | 50.55 | 80 | Aquifer source HP

## Heat connections
1 | Heat connections
| ID | toid | cibse_category | AnnualDemand | PeakDemand | ConnectionCount | class_desc | postcode | Existing/planned development
| Ref | TOID | Category | Annual Demand, kWh | Peak Demand, kW | No. of connections | Building class | Postcode | Existing/planned development | End of model ouput | Phase | Connected to heat network | Connection year | Number of residential connections | Number of commerical connections | Cost of heat overwrite, £ | Cost of heat, p/kWh | Connection charge/avoided cost, £ | 2nd side improvement cost, £ | Substation cost, £ | Residential flag | Commercial flag | Industrial flag | Development flag | Phase 1 flag | Phase 2 flag | Phase 3 flag | Connected to network
| Y6vLOUz6aCX/4lrZ | 0 | 0 | 77278.76 | 60.1934 | 1 | 0 | 0 |  |  | 1 | Yes | 2027 | 0 | 1 |  | 8 | 1203.8689 | 3984.2298 | 28145 | 0 | 1 | 0 | 0 | 1 | 0 | 0 | Yes
| 5FZYuHonsOIYwhzk | 0 | Offices | 191350.44 | 116.8072 | 4 | Commercial : Office : Office / Work Studio | W12 7GA |  |  | 1 | Yes | 2027 | 0 | 4 |  | 8 | 2336.1444 | 6726.3745 | 33110 | 0 | 1 | 0 | 0 | 1 | 0 | 0 | Yes
| 3CJIEXkFfg4I3Yw5 | 0 | Domestic | 7467.428 | 25.5461 | 2 | Dual Use | W14 0LJ |  |  | 1 | Yes | 2027 | 2 | 0 |  | 8 | 510.9217 | 2306.0502 | 28145 | 1 | 0 | 0 | 0 | 1 | 0 | 0 | Yes
| 1cJ+GCEdcUBa+Fnm | 0 | Sports and recreation | 580117.25 | 309.7522 | 1 | Commercial : Leisure - Applicable to recreational sites and enterprises : Indoor / Outdoor Leisure / Sporting Activity / Centre | W14 0AB |  |  | 1 | Yes | 2027 | 0 | 1 |  | 8 | 6195.044 | 16071.8576 | 39765 | 0 | 1 | 0 | 0 | 1 | 0 | 0 | Yes
| 4bmtLEGO1Fw1EUe9 | 0 | Education (schools) | 242137.6 | 142.0129 | 1 | Commercial : Education : Preparatory / First / Primary / Infant / Junior / Middle School : Primary School | W12 8JJ |  |  | 1 | Yes | 2027 | 0 | 1 |  | 8 | 2840.258 | 7947.2368 | 33110 | 0 | 1 | 0 | 0 | 1 | 0 | 0 | Yes
| 5N8g/SSS0AYXD5WM | 0 | Offices | 1695345.9 | 863.2401 | 2 | Commercial | W12 7NS |  |  | 1 | Yes | 2027 | 0 | 2 |  | 8 | 17264.802 | 42880.5975 | 60941 | 0 | 1 | 0 | 0 | 1 | 0 | 0 | Yes
| SucPO+NvQXEBj3Bh | 0 | Offices | 223812.97 | 132.9184 | 4 | Commercial : Office : Office / Work Studio | W12 8AW |  |  | 1 | Yes | 2027 | 0 | 4 |  | 8 | 2658.3676 | 7506.7347 | 33110 | 0 | 1 | 0 | 0 | 1 | 0 | 0 | Yes
| NzpZcw3koCIp1AWi | 0 | Entertainment | 3308519.5 | 1663.8583 | 2 | Commercial : Leisure - Applicable to recreational sites and enterprises : Bingo Hall / Cinema / Conference / Exhibition Centre / Theatre / Concert Hall | W12 8TT |  |  | 1 | Yes | 2027 | 0 | 2 |  | 8 | 33277.166 | 81659.3406 | 88056 | 0 | 1 | 0 | 0 | 1 | 0 | 0 | Yes
| jwnnBMAFMmOd/zAj | 0 | Offices | 862201.75 | 449.7507 | 9 | Commercial | W12 8AA |  |  | 1 | Yes | 2027 | 0 | 9 |  | 8 | 8995.0146 | 22852.8264 | 46352 | 0 | 1 | 0 | 0 | 1 | 0 | 0 | Yes
| YfO6Epy9RFNexR++ | 0 | Local authority buildings | 914653.56 | 475.7826 | 1 | Commercial : Transport : Station / Interchange / Terminal / Halt | W12 8ND |  |  | 1 | Yes | 2027 | 0 | 1 |  | 8 | 9515.652 | 24113.706 | 46352 | 0 | 1 | 0 | 0 | 1 | 0 | 0 | Yes
| LDQMJbcJJVdeA75s | 0 | 0 | 921776 | 479.3174 | 5 | 0 | 0 |  |  | 1 | Yes | 2027 | 0 | 5 |  | 8 | 9586.3488 | 24284.9195 | 46352 | 0 | 1 | 0 | 0 | 1 | 0 | 0 | Yes
| Rjkj0I6/OGvUfJK7 | 0 | Domestic | 17303.44 | 30.4277 | 1 | Residential : Dwelling | W14 0AB |  |  | 1 | Yes | 2027 | 1 | 0 |  | 8 | 608.5539 | 2542.4959 | 28145 | 1 | 0 | 0 | 0 | 1 | 0 | 0 | Yes
| AXLxXuVEarySGwWS | 0 | Offices | 87035.52 | 65.0357 | 7 | Commercial : Office : Office / Work Studio | W14 0HN |  |  | 1 | Yes | 2027 | 0 | 7 |  | 8 | 1300.7146 | 4218.7706 | 28145 | 0 | 1 | 0 | 0 | 1 | 0 | 0 | Yes
| aITZdbgVqbNawEe4 | 0 | Local authority buildings | 37226.816 | 40.3157 | 1 | Commercial : Community Services | W12 7PH |  |  | 1 | Yes | 2027 | 0 | 1 |  | 8 | 806.3134 | 3021.4298 | 28145 | 0 | 1 | 0 | 0 | 1 | 0 | 0 | Yes
| OUmy5uRrII1i//sF | 0 | Retail | 28826114 | 14328.24 | 115 | Commercial : Retail : Shop / Showroom | W12 8AG |  |  | 1 | Yes | 2027 | 0 | 115 |  | 8 | 286564.8 | 695071.3326 | 0 | 0 | 1 | 0 | 0 | 1 | 0 | 0 | Yes
| im+eYt1daQfxBA3g | 0 | Public buildings | 205805.62 | 123.9813 | 1 | Commercial : Emergency / Rescue Service : Police / Transport Police / Station | W12 7JA |  |  | 1 | Yes | 2027 | 0 | 1 |  | 8 | 2479.6266 | 7073.8597 | 33110 | 0 | 1 | 0 | 0 | 1 | 0 | 0 | Yes
| zJv0BZLd38Cdqnu6 | 0 | Offices | 772065.25 | 405.016 | 28 | Commercial : Office : Office / Work Studio | W12 8LE |  |  | 1 | Yes | 2027 | 0 | 28 |  | 8 | 8100.3192 | 20686.053 | 46352 | 0 | 1 | 0 | 0 | 1 | 0 | 0 | Yes
| esr5eaErHoQbx/GL | 0 | Education (further and higher) | 255338.36 | 148.5644 | 2 | Commercial : Retail : Restaurant / Cafeteria | W12 7SB |  |  | 1 | Yes | 2027 | 0 | 2 |  | 8 | 2971.2884 | 8264.5662 | 33110 | 0 | 1 | 0 | 0 | 1 | 0 | 0 | Yes
| NiTFQ9Zb8eDD/hZY | 0 | Offices | 98052.914 | 70.5037 | 1 | Commercial | W12 8LJ |  |  | 1 | Yes | 2027 | 0 | 1 |  | 8 | 1410.0732 | 4483.6153 | 28145 | 0 | 1 | 0 | 0 | 1 | 0 | 0 | Yes
| DE+dmMlRyj0uDSyA | 0 | Offices | 12260218 | 6106.586 | 22 | Commercial : Office : Office / Work Studio | W12 7FQ |  |  | 1 | Yes | 2027 | 0 | 22 |  | 8 | 122131.72 | 296847.2995 | 0 | 0 | 1 | 0 | 0 | 1 | 0 | 0 | Yes
| SClh0XkY1gZwdL0v | 0 | 0 | 7440.1167 | 25.5325 | 1 | 0 | 0 |  |  | 1 | Yes | 2027 | 0 | 1 |  | 8 | 510.6506 | 2305.3936 | 28145 | 0 | 1 | 0 | 0 | 1 | 0 | 0 | Yes
| PrcJ/PNKs5dmpiNe | 0 | Offices | 491533.34 | 265.788 | 1 | Commercial : Office : Broadcasting (TV / Radio) | W12 7TQ |  |  | 1 | Yes | 2027 | 0 | 1 |  | 8 | 5315.76 | 13942.4076 | 39765 | 0 | 1 | 0 | 0 | 1 | 0 | 0 | Yes
| GhpA7TaRv+gdbPw3 | 0 | Domestic | 24849.87 | 34.173 | 3 | Residential : Dwelling | W14 0AN |  |  | 1 | Yes | 2027 | 3 | 0 |  | 8 | 683.4598 | 2723.9029 | 28145 | 1 | 0 | 0 | 0 | 1 | 0 | 0 | Yes
| 0nZpFpafnMGHti4y | 0 | Offices | 17810100 | 8860.993 | 25 | Commercial | W12 8AG |  |  | 1 | Yes | 2027 | 0 | 25 |  | 8 | 177219.86 | 430259.7569 | 0 | 0 | 1 | 0 | 0 | 1 | 0 | 0 | Yes
| XF67UR//AwjdAd0D | 0 | Hotels | 158081.47 | 100.2958 | 1 | Commercial : Hotel / Motel / Boarding / Guest House : Hotel/Motel | W14 8BD |  |  | 1 | Yes | 2027 | 0 | 1 |  | 8 | 2005.9166 | 5926.6288 | 33110 | 0 | 1 | 0 | 0 | 1 | 0 | 0 | Yes
| 9sGlNguqOM+PK4N/ | 0 | Offices | 710826.6 | 374.6233 | 5 | Commercial : Retail : Automated Teller Machine (ATM) | W12 7RH |  |  | 1 | Yes | 2027 | 0 | 5 |  | 8 | 7492.4652 | 19213.9522 | 39765 | 0 | 1 | 0 | 0 | 1 | 0 | 0 | Yes
| ZyTgmic1Eda+l+hJ | 0 | Education (Higher) | 609288 | 324.2296 | 3 | Commercial : Education | W14 8BZ |  |  | 1 | Yes | 2027 | 0 | 3 |  | 8 | 6484.5928 | 16773.0868 | 39765 | 0 | 1 | 0 | 0 | 1 | 0 | 0 | Yes
| pvgxmkXYP8UXfjce | 0 | Offices | 171917.45 | 107.1626 | 1 | Commercial : Office : Office / Work Studio | W12 7QR |  |  | 1 | Yes | 2027 | 0 | 1 |  | 8 | 2143.2527 | 6259.2294 | 33110 | 0 | 1 | 0 | 0 | 1 | 0 | 0 | Yes
| 2czOWcGKMgHdXeLp | 0 | Entertainment | 6811882 | 3402.5771 | 1 | Commercial : Leisure - Applicable to recreational sites and enterprises : Bingo Hall / Cinema / Conference / Exhibition Centre / Theatre / Concert Hall | W12 8QE |  |  | 1 | Yes | 2027 | 0 | 1 |  | 8 | 68051.542 | 165875.9244 | 0 | 0 | 1 | 0 | 0 | 1 | 0 | 0 | Yes
| rn1pNAx9aMWNS2JX | 0 | Public buildings | 356903.7 | 198.9713 | 1 | Object of Interest : Place Of Worship : Church | W14 0DA |  |  | 1 | Yes | 2027 | 0 | 1 |  | 8 | 3979.426 | 10706.0739 | 33110 | 0 | 1 | 0 | 0 | 1 | 0 | 0 | Yes
| iQYxGm31+9COpppJ | 0 | Offices | 167081.47 | 104.7625 | 2 | Commercial | W14 0DJ |  |  | 1 | Yes | 2027 | 0 | 2 |  | 8 | 2095.2506 | 6142.9779 | 33110 | 0 | 1 | 0 | 0 | 1 | 0 | 0 | Yes
| V1kh7ItIG0dJLDW7 | 0 | Domestic | 16741.92 | 30.149 | 1 | Residential : Dwelling : Detached | W12 7DB |  |  | 1 | Yes | 2027 | 1 | 0 |  | 8 | 602.9803 | 2528.9977 | 28145 | 1 | 0 | 0 | 0 | 1 | 0 | 0 | Yes
| bRPD7RkRJ9MxZ3oy | 0 | 0 | 61321.32 | 52.2738 | 1 | 0 | 0 |  |  | 1 | Yes | 2027 | 0 | 1 |  | 8 | 1045.4755 | 3600.6325 | 28145 | 0 | 1 | 0 | 0 | 1 | 0 | 0 | Yes
| 4/T+0xPa+GTp1sde | 0 | Offices | 5189.219 | 24.4154 | 1 | Commercial | W14 0AB |  |  | 1 | Yes | 2027 | 0 | 1 |  | 8 | 488.3082 | 2251.2848 | 28145 | 0 | 1 | 0 | 0 | 1 | 0 | 0 | Yes
| 5yDqbB4q/TSNU5ID | 0 | Education (further and higher) | 466990.16 | 253.6072 | 3 | Commercial : Retail : Restaurant / Cafeteria | W12 7JP |  |  | 1 | Yes | 2027 | 0 | 3 |  | 8 | 5072.1442 | 13352.4188 | 39765 | 0 | 1 | 0 | 0 | 1 | 0 | 0 | Yes
| QQSQfoMjquBAzI8Y | 0 | 0 | 7453.37 | 25.5391 | 1 | 0 | 0 |  |  | 1 | Yes | 2027 | 0 | 1 |  | 8 | 510.7822 | 2305.7122 | 28145 | 0 | 1 | 0 | 0 | 1 | 0 | 0 | Yes
| 14JkECRUj9eyr1zW | 0 | Education (Higher) | 1199568.8 | 617.186 | 1 | Commercial : Education : College | W12 8EA |  |  | 1 | Yes | 2027 | 0 | 1 |  | 8 | 12343.72 | 30962.7211 | 52882 | 0 | 1 | 0 | 0 | 1 | 0 | 0 | Yes
| QKoB9z9D0Ba2rOxp | 0 | Offices | 871283.2 | 454.2578 | 1 | Commercial : Office : Office / Work Studio | W12 7FN |  |  | 1 | Yes | 2027 | 0 | 1 |  | 8 | 9085.1568 | 23071.1327 | 46352 | 0 | 1 | 0 | 0 | 1 | 0 | 0 | Yes
| jBFefIJ8cOoDmc5B | 0 | 0 | 160832.34 | 101.6611 | 1 | 0 | 0 |  |  | 1 | Yes | 2027 | 0 | 1 |  | 8 | 2033.2218 | 5992.7566 | 33110 | 0 | 1 | 0 | 0 | 1 | 0 | 0 | Yes
| q24ckPrmKr4EAyeI | 0 | 0 | 7923.426 | 25.7724 | 1 | 0 | 0 |  |  | 1 | Yes | 2027 | 0 | 1 |  | 8 | 515.4479 | 2317.0118 | 28145 | 0 | 1 | 0 | 0 | 1 | 0 | 0 | Yes
| 1AiVMl+yXzKfuSNS | 0 | Sports and recreation | 204163.83 | 123.1665 | 1 | Commercial : Leisure - Applicable to recreational sites and enterprises : Indoor / Outdoor Leisure / Sporting Activity / Centre | W12 7PH |  |  | 1 | Yes | 2027 | 0 | 1 |  | 8 | 2463.3301 | 7034.3928 | 33110 | 0 | 1 | 0 | 0 | 1 | 0 | 0 | Yes
| S3PZ8PSjk4kZkTsC | 0 | 0 | 7440.1167 | 25.5325 | 1 | 0 | 0 |  |  | 1 | Yes | 2027 | 0 | 1 |  | 8 | 510.6506 | 2305.3936 | 28145 | 0 | 1 | 0 | 0 | 1 | 0 | 0 | Yes
| sQ/ezO6hxY8CjHdk | 0 | Retail | 296657.3 | 169.071 | 3 | Commercial : Retail : Shop / Showroom | W14 0DJ |  |  | 1 | Yes | 2027 | 0 | 3 |  | 8 | 3381.4206 | 9257.8244 | 33110 | 0 | 1 | 0 | 0 | 1 | 0 | 0 | Yes
| FSaw2n9Bf8//P2zg | 0 | Sports and recreation | 19401318 | 9650.714 | 6 | Commercial : Leisure - Applicable to recreational sites and enterprises : Indoor / Outdoor Leisure / Sporting Activity / Centre | W12 7PJ |  |  | 1 | Yes | 2027 | 0 | 6 |  | 8 | 193014.28 | 468510.6833 | 0 | 0 | 1 | 0 | 0 | 1 | 0 | 0 | Yes
| jZncG6wSutuXXVXe | 0 | 0 | 7500.353 | 25.5624 | 1 | 0 | 0 |  |  | 1 | Yes | 2027 | 0 | 1 |  | 8 | 511.2485 | 2306.8417 | 28145 | 0 | 1 | 0 | 0 | 1 | 0 | 0 | Yes
| 6Dicy3WW7Eg/q3QZ | 0 | Sports and recreation | 3024872 | 1523.084 | 1 | Commercial : Leisure - Applicable to recreational sites and enterprises : Indoor / Outdoor Leisure / Sporting Activity / Centre : Diving / Swimming Facility | W12 7DN |  |  | 1 | Yes | 2027 | 0 | 1 |  | 8 | 30461.68 | 74840.7966 | 80247 | 0 | 1 | 0 | 0 | 1 | 0 | 0 | Yes
| KjbW78zB7s0y4rat | 0 | 0 | 2995525.8 | 1508.5194 | 5 | Other (Ordnance Survey Only) : Royal Mail Infrastructure : Additional Mail / Packet Addressee | W12 7TU |  |  | 1 | Yes | 2027 | 0 | 5 |  | 8 | 30170.388 | 74135.3457 | 80247 | 0 | 1 | 0 | 0 | 1 | 0 | 0 | Yes
| F/Ii26vZKjcLNp6/ | 0 | Domestic | 19680.291 | 31.6073 | 1 | Residential : Dwelling | W14 0LJ |  |  | 1 | Yes | 2027 | 1 | 0 |  | 8 | 632.1466 | 2599.6325 | 28145 | 1 | 0 | 0 | 0 | 1 | 0 | 0 | Yes
| 2U9Wly3V+fxys3Ge | 0 | Hotels | 3175963 | 1598.0704 | 2 | Commercial : Hotel / Motel / Boarding / Guest House : Hotel/Motel | W14 0AY |  |  | 1 | Yes | 2027 | 0 | 2 |  | 8 | 31961.408 | 78472.8379 | 80247 | 0 | 1 | 0 | 0 | 1 | 0 | 0 | Yes
| /5AdaXjbCWeK3lQT | 0 | Education (schools) | 593273.94 | 316.2818 | 3 | Commercial : Education : Children’s Nursery / Crèche | W14 8AH |  |  | 1 | Yes | 2027 | 0 | 3 |  | 8 | 6325.6366 | 16388.1267 | 39765 | 0 | 1 | 0 | 0 | 1 | 0 | 0 | Yes
| OdgM+AaoVNu/p1ro | 0 | Domestic | 19339.148 | 31.438 | 2 | Residential : Dwelling | W12 7JU |  |  | 1 | Yes | 2027 | 2 | 0 |  | 8 | 628.7604 | 2591.4319 | 28145 | 1 | 0 | 1 | 0 | 1 | 0 | 0 | Yes
| +S1iStIgUX5HZhLf | 0 | Primary health care (general practitioners surgeries and dental practices) | 103714.04 | 73.3133 | 1 | Commercial : Medical : General Practice Surgery / Clinic : Health Centre | W14 0LJ |  |  | 1 | Yes | 2027 | 0 | 1 |  | 8 | 1466.2656 | 4619.702 | 28145 | 0 | 1 | 2 | 0 | 1 | 0 | 0 | Yes
| lHPIWaLoZUVpKsPq | 0 | 0 | 8222.398 | 25.9208 | 1 | 0 | 0 |  |  | 1 | Yes | 2027 | 0 | 1 |  | 8 | 518.4155 | 2324.1987 | 28145 | 0 | 1 | 3 | 0 | 1 | 0 | 0 | Yes
| fbdweiA4YBSPBIFg | 0 | Domestic | 20867.715 | 32.1966 | 7 | Residential : Dwelling : Self Contained Flat (Includes Maisonette / Apartment) | W14 0AW |  |  | 1 | Yes | 2027 | 7 | 0 |  | 8 | 643.933 | 2628.1768 | 28145 | 1 | 0 | 4 | 0 | 1 | 0 | 0 | Yes
| 8qtEdy3BbXzBWGm8 | 0 | Offices | 236095.08 | 139.014 | 2 | Commercial : Office : Office / Work Studio | W12 8QE |  |  | 1 | Yes | 2027 | 0 | 2 |  | 8 | 2780.2798 | 7801.9816 | 33110 | 0 | 1 | 5 | 0 | 1 | 0 | 0 | Yes
| yRYOZevo2D6rBNWK | 0 | Retail | 1797234.5 | 913.8075 | 4 | Commercial : Retail : Shop / Showroom | W12 8PP |  |  | 1 | Yes | 2027 | 0 | 4 |  | 8 | 18276.15 | 45329.8801 | 60941 | 0 | 1 | 6 | 0 | 1 | 0 | 0 | Yes
| zykEvrH/6godhvGS | 0 | Offices | 9797834 | 4884.505 | 17 | Commercial : Office : Office / Work Studio | W12 7FP |  |  | 1 | Yes | 2027 | 0 | 17 |  | 8 | 97690.1 | 237654.5842 | 0 | 0 | 1 | 7 | 0 | 1 | 0 | 0 | Yes
| M6NDebNY+MyocxG1 | 0 | Education (schools) | 263405.6 | 152.5682 | 1 | Commercial : Education : Children’s Nursery / Crèche | W12 7PH |  |  | 1 | Yes | 2027 | 0 | 1 |  | 8 | 3051.364 | 8458.4933 | 33110 | 0 | 1 | 8 | 0 | 1 | 0 | 0 | Yes
| npJEvLnZ1gWs4lTV | 0 | Local authority buildings | 240600.73 | 141.2501 | 1 | Commercial : Community Services : Public / Village Hall / Other Community Facility | W14 0LR |  |  | 1 | Yes | 2027 | 0 | 1 |  | 8 | 2825.003 | 7910.2923 | 33110 | 0 | 1 | 9 | 0 | 1 | 0 | 0 | Yes
| 58kY34AP1draSs7Z | 0 | 0 | 7712.5293 | 25.6677 | 1 | 0 | 0 |  |  | 1 | Yes | 2027 | 0 | 1 |  | 8 | 513.3546 | 2311.9421 | 28145 | 0 | 1 | 10 | 0 | 1 | 0 | 0 | Yes
| MCT//yxFJ4u36j33 | 0 | Offices | 370161.06 | 205.5509 | 6 | Commercial | W14 0DJ |  |  | 1 | Yes | 2027 | 0 | 6 |  | 8 | 4111.0186 | 11024.7648 | 39765 | 0 | 1 | 11 | 0 | 1 | 0 | 0 | Yes
| rhL2l600hOZ5t4+Z | 0 | 0 | 28019.586 | 35.7461 | 1 | 0 | 0 |  |  | 1 | Yes | 2027 | 0 | 1 |  | 8 | 714.9224 | 2800.0991 | 28145 | 0 | 1 | 12 | 0 | 1 | 0 | 0 | Yes
| lPwOM2ba/andBCjY | 0 | Local authority buildings | 67435.49 | 55.3082 | 1 | Commercial : Community Services | W12 0SP |  |  | 1 | Yes | 2027 | 0 | 1 |  | 8 | 1106.1647 | 3747.6097 | 28145 | 0 | 1 | 13 | 0 | 1 | 0 | 0 | Yes
| R/vBDAdqnUkBwEtf | 0 | Education (further and higher) | 137677.47 | 90.1693 | 1 | Commercial : Retail : Public House / Bar / Nightclub | W12 7PA |  |  | 1 | Yes | 2027 | 0 | 1 |  | 8 | 1803.3866 | 5436.1417 | 28145 | 0 | 1 | 14 | 0 | 1 | 0 | 0 | Yes
| VhV9tapaUB+Kwmb4 | 0 | Domestic | 94708.234 | 68.8437 | 10 | Residential : Dwelling : Self Contained Flat (Includes Maisonette / Apartment) | W12 7JA |  |  | 1 | Yes | 2027 | 10 | 0 |  | 8 | 1376.874 | 4403.2135 | 28145 | 1 | 0 | 15 | 0 | 1 | 0 | 0 | Yes
| gwPefbvbvR7B7XMp | 0 | Domestic | 14904.642 | 29.2372 | 1 | Residential : Dwelling | W14 0AB |  |  | 1 | Yes | 2027 | 1 | 0 |  | 8 | 584.7435 | 2484.8317 | 28145 | 1 | 0 | 16 | 0 | 1 | 0 | 0 | Yes
| - | - | - | 0 | 0 | 0 | - | - |  |  |  |  | - | 0 | 0 |  | 0 | 0 | 0 | 0 | 0 | 0 | 17 | 0 | 0 | 0 | 0 | No
| - | - | - | 0 | 0 | 0 | - | - |  |  |  |  | - | 0 | 0 |  | 0 | 0 | 0 | 0 | 0 | 0 | 18 | 0 | 0 | 0 | 0 | No
| - | - | - | 0 | 0 | 0 | - | - |  |  |  |  | - | 0 | 0 |  | 0 | 0 | 0 | 0 | 0 | 0 | 19 | 0 | 0 | 0 | 0 | No
| - | - | - | 0 | 0 | 0 | - | - |  |  |  |  | - | 0 | 0 |  | 0 | 0 | 0 | 0 | 0 | 0 | 20 | 0 | 0 | 0 | 0 | No
| - | - | - | 0 | 0 | 0 | - | - |  |  |  |  | - | 0 | 0 |  | 0 | 0 | 0 | 0 | 0 | 0 | 21 | 0 | 0 | 0 | 0 | No
| - | - | - | 0 | 0 | 0 | - | - |  |  |  |  | - | 0 | 0 |  | 0 | 0 | 0 | 0 | 0 | 0 | 22 | 0 | 0 | 0 | 0 | No
| - | - | - | 0 | 0 | 0 | - | - |  |  |  |  | - | 0 | 0 |  | 0 | 0 | 0 | 0 | 0 | 0 | 23 | 0 | 0 | 0 | 0 | No
| - | - | - | 0 | 0 | 0 | - | - |  |  |  |  | - | 0 | 0 |  | 0 | 0 | 0 | 0 | 0 | 0 | 24 | 0 | 0 | 0 | 0 | No
| - | - | - | 0 | 0 | 0 | - | - |  |  |  |  | - | 0 | 0 |  | 0 | 0 | 0 | 0 | 0 | 0 | 25 | 0 | 0 | 0 | 0 | No
| - | - | - | 0 | 0 | 0 | - | - |  |  |  |  | - | 0 | 0 |  | 0 | 0 | 0 | 0 | 0 | 0 | 26 | 0 | 0 | 0 | 0 | No
| - | - | - | 0 | 0 | 0 | - | - |  |  |  |  | - | 0 | 0 |  | 0 | 0 | 0 | 0 | 0 | 0 | 27 | 0 | 0 | 0 | 0 | No
| - | - | - | 0 | 0 | 0 | - | - |  |  |  |  | - | 0 | 0 |  | 0 | 0 | 0 | 0 | 0 | 0 | 28 | 0 | 0 | 0 | 0 | No
| - | - | - | 0 | 0 | 0 | - | - |  |  |  |  | - | 0 | 0 |  | 0 | 0 | 0 | 0 | 0 | 0 | 29 | 0 | 0 | 0 | 0 | No
| - | - | - | 0 | 0 | 0 | - | - |  |  |  |  | - | 0 | 0 |  | 0 | 0 | 0 | 0 | 0 | 0 | 30 | 0 | 0 | 0 | 0 | No
| - | - | - | 0 | 0 | 0 | - | - |  |  |  |  | - | 0 | 0 |  | 0 | 0 | 0 | 0 | 0 | 0 | 31 | 0 | 0 | 0 | 0 | No
| - | - | - | 0 | 0 | 0 | - | - |  |  |  |  | - | 0 | 0 |  | 0 | 0 | 0 | 0 | 0 | 0 | 32 | 0 | 0 | 0 | 0 | No
| - | - | - | 0 | 0 | 0 | - | - |  |  |  |  | - | 0 | 0 |  | 0 | 0 | 0 | 0 | 0 | 0 | 33 | 0 | 0 | 0 | 0 | No
| - | - | - | 0 | 0 | 0 | - | - |  |  |  |  | - | 0 | 0 |  | 0 | 0 | 0 | 0 | 0 | 0 | 34 | 0 | 0 | 0 | 0 | No
| - | - | - | 0 | 0 | 0 | - | - |  |  |  |  | - | 0 | 0 |  | 0 | 0 | 0 | 0 | 0 | 0 | 35 | 0 | 0 | 0 | 0 | No
| - | - | - | 0 | 0 | 0 | - | - |  |  |  |  | - | 0 | 0 |  | 0 | 0 | 0 | 0 | 0 | 0 | 36 | 0 | 0 | 0 | 0 | No
| - | - | - | 0 | 0 | 0 | - | - |  |  |  |  | - | 0 | 0 |  | 0 | 0 | 0 | 0 | 0 | 0 | 37 | 0 | 0 | 0 | 0 | No
| - | - | - | 0 | 0 | 0 | - | - |  |  |  |  | - | 0 | 0 |  | 0 | 0 | 0 | 0 | 0 | 0 | 38 | 0 | 0 | 0 | 0 | No
| - | - | - | 0 | 0 | 0 | - | - |  |  |  |  | - | 0 | 0 |  | 0 | 0 | 0 | 0 | 0 | 0 | 39 | 0 | 0 | 0 | 0 | No
| - | - | - | 0 | 0 | 0 | - | - |  |  |  |  | - | 0 | 0 |  | 0 | 0 | 0 | 0 | 0 | 0 | 40 | 0 | 0 | 0 | 0 | No
| - | - | - | 0 | 0 | 0 | - | - |  |  |  |  | - | 0 | 0 |  | 0 | 0 | 0 | 0 | 0 | 0 | 41 | 0 | 0 | 0 | 0 | No
| - | - | - | 0 | 0 | 0 | - | - |  |  |  |  | - | 0 | 0 |  | 0 | 0 | 0 | 0 | 0 | 0 | 42 | 0 | 0 | 0 | 0 | No
| - | - | - | 0 | 0 | 0 | - | - |  |  |  |  | - | 0 | 0 |  | 0 | 0 | 0 | 0 | 0 | 0 | 43 | 0 | 0 | 0 | 0 | No
| - | - | - | 0 | 0 | 0 | - | - |  |  |  |  | - | 0 | 0 |  | 0 | 0 | 0 | 0 | 0 | 0 | 44 | 0 | 0 | 0 | 0 | No
| - | - | - | 0 | 0 | 0 | - | - |  |  |  |  | - | 0 | 0 |  | 0 | 0 | 0 | 0 | 0 | 0 | 45 | 0 | 0 | 0 | 0 | No
| - | - | - | 0 | 0 | 0 | - | - |  |  |  |  | - | 0 | 0 |  | 0 | 0 | 0 | 0 | 0 | 0 | 46 | 0 | 0 | 0 | 0 | No
| - | - | - | 0 | 0 | 0 | - | - |  |  |  |  | - | 0 | 0 |  | 0 | 0 | 0 | 0 | 0 | 0 | 47 | 0 | 0 | 0 | 0 | No
| - | - | - | 0 | 0 | 0 | - | - |  |  |  |  | - | 0 | 0 |  | 0 | 0 | 0 | 0 | 0 | 0 | 48 | 0 | 0 | 0 | 0 | No
| - | - | - | 0 | 0 | 0 | - | - |  |  |  |  | - | 0 | 0 |  | 0 | 0 | 0 | 0 | 0 | 0 | 49 | 0 | 0 | 0 | 0 | No
| - | - | - | 0 | 0 | 0 | - | - |  |  |  |  | - | 0 | 0 |  | 0 | 0 | 0 | 0 | 0 | 0 | 50 | 0 | 0 | 0 | 0 | No
| - | - | - | 0 | 0 | 0 | - | - |  |  |  |  | - | 0 | 0 |  | 0 | 0 | 0 | 0 | 0 | 0 | 51 | 0 | 0 | 0 | 0 | No
| - | - | - | 0 | 0 | 0 | - | - |  |  |  |  | - | 0 | 0 |  | 0 | 0 | 0 | 0 | 0 | 0 | 52 | 0 | 0 | 0 | 0 | No
| - | - | - | 0 | 0 | 0 | - | - |  |  |  |  | - | 0 | 0 |  | 0 | 0 | 0 | 0 | 0 | 0 | 53 | 0 | 0 | 0 | 0 | No
| - | - | - | 0 | 0 | 0 | - | - |  |  |  |  | - | 0 | 0 |  | 0 | 0 | 0 | 0 | 0 | 0 | 54 | 0 | 0 | 0 | 0 | No
| - | - | - | 0 | 0 | 0 | - | - |  |  |  |  | - | 0 | 0 |  | 0 | 0 | 0 | 0 | 0 | 0 | 55 | 0 | 0 | 0 | 0 | No
| - | - | - | 0 | 0 | 0 | - | - |  |  |  |  | - | 0 | 0 |  | 0 | 0 | 0 | 0 | 0 | 0 | 56 | 0 | 0 | 0 | 0 | No
| - | - | - | 0 | 0 | 0 | - | - |  |  |  |  | - | 0 | 0 |  | 0 | 0 | 0 | 0 | 0 | 0 | 57 | 0 | 0 | 0 | 0 | No
| - | - | - | 0 | 0 | 0 | - | - |  |  |  |  | - | 0 | 0 |  | 0 | 0 | 0 | 0 | 0 | 0 | 58 | 0 | 0 | 0 | 0 | No
| - | - | - | 0 | 0 | 0 | - | - |  |  |  |  | - | 0 | 0 |  | 0 | 0 | 0 | 0 | 0 | 0 | 59 | 0 | 0 | 0 | 0 | No
| - | - | - | 0 | 0 | 0 | - | - |  |  |  |  | - | 0 | 0 |  | 0 | 0 | 0 | 0 | 0 | 0 | 60 | 0 | 0 | 0 | 0 | No
| - | - | - | 0 | 0 | 0 | - | - |  |  |  |  | - | 0 | 0 |  | 0 | 0 | 0 | 0 | 0 | 0 | 61 | 0 | 0 | 0 | 0 | No
| - | - | - | 0 | 0 | 0 | - | - |  |  |  |  | - | 0 | 0 |  | 0 | 0 | 0 | 0 | 0 | 0 | 62 | 0 | 0 | 0 | 0 | No
| - | - | - | 0 | 0 | 0 | - | - |  |  |  |  | - | 0 | 0 |  | 0 | 0 | 0 | 0 | 0 | 0 | 63 | 0 | 0 | 0 | 0 | No
| - | - | - | 0 | 0 | 0 | - | - |  |  |  |  | - | 0 | 0 |  | 0 | 0 | 0 | 0 | 0 | 0 | 64 | 0 | 0 | 0 | 0 | No
| - | - | - | 0 | 0 | 0 | - | - |  |  |  |  | - | 0 | 0 |  | 0 | 0 | 0 | 0 | 0 | 0 | 65 | 0 | 0 | 0 | 0 | No
| - | - | - | 0 | 0 | 0 | - | - |  |  |  |  | - | 0 | 0 |  | 0 | 0 | 0 | 0 | 0 | 0 | 66 | 0 | 0 | 0 | 0 | No
| - | - | - | 0 | 0 | 0 | - | - |  |  |  |  | - | 0 | 0 |  | 0 | 0 | 0 | 0 | 0 | 0 | 67 | 0 | 0 | 0 | 0 | No
| - | - | - | 0 | 0 | 0 | - | - |  |  |  |  | - | 0 | 0 |  | 0 | 0 | 0 | 0 | 0 | 0 | 68 | 0 | 0 | 0 | 0 | No
| - | - | - | 0 | 0 | 0 | - | - |  |  |  |  | - | 0 | 0 |  | 0 | 0 | 0 | 0 | 0 | 0 | 69 | 0 | 0 | 0 | 0 | No
| - | - | - | 0 | 0 | 0 | - | - |  |  |  |  | - | 0 | 0 |  | 0 | 0 | 0 | 0 | 0 | 0 | 70 | 0 | 0 | 0 | 0 | No
| - | - | - | 0 | 0 | 0 | - | - |  |  |  |  | - | 0 | 0 |  | 0 | 0 | 0 | 0 | 0 | 0 | 71 | 0 | 0 | 0 | 0 | No
| - | - | - | 0 | 0 | 0 | - | - |  |  |  |  | - | 0 | 0 |  | 0 | 0 | 0 | 0 | 0 | 0 | 72 | 0 | 0 | 0 | 0 | No
| - | - | - | 0 | 0 | 0 | - | - |  |  |  |  | - | 0 | 0 |  | 0 | 0 | 0 | 0 | 0 | 0 | 73 | 0 | 0 | 0 | 0 | No
| - | - | - | 0 | 0 | 0 | - | - |  |  |  |  | - | 0 | 0 |  | 0 | 0 | 0 | 0 | 0 | 0 | 74 | 0 | 0 | 0 | 0 | No
| - | - | - | 0 | 0 | 0 | - | - |  |  |  |  | - | 0 | 0 |  | 0 | 0 | 0 | 0 | 0 | 0 | 75 | 0 | 0 | 0 | 0 | No
| - | - | - | 0 | 0 | 0 | - | - |  |  |  |  | - | 0 | 0 |  | 0 | 0 | 0 | 0 | 0 | 0 | 76 | 0 | 0 | 0 | 0 | No
| - | - | - | 0 | 0 | 0 | - | - |  |  |  |  | - | 0 | 0 |  | 0 | 0 | 0 | 0 | 0 | 0 | 77 | 0 | 0 | 0 | 0 | No
| - | - | - | 0 | 0 | 0 | - | - |  |  |  |  | - | 0 | 0 |  | 0 | 0 | 0 | 0 | 0 | 0 | 78 | 0 | 0 | 0 | 0 | No
| - | - | - | 0 | 0 | 0 | - | - |  |  |  |  | - | 0 | 0 |  | 0 | 0 | 0 | 0 | 0 | 0 | 79 | 0 | 0 | 0 | 0 | No
| - | - | - | 0 | 0 | 0 | - | - |  |  |  |  | - | 0 | 0 |  | 0 | 0 | 0 | 0 | 0 | 0 | 80 | 0 | 0 | 0 | 0 | No
| - | - | - | 0 | 0 | 0 | - | - |  |  |  |  | - | 0 | 0 |  | 0 | 0 | 0 | 0 | 0 | 0 | 81 | 0 | 0 | 0 | 0 | No
| - | - | - | 0 | 0 | 0 | - | - |  |  |  |  | - | 0 | 0 |  | 0 | 0 | 0 | 0 | 0 | 0 | 82 | 0 | 0 | 0 | 0 | No
| - | - | - | 0 | 0 | 0 | - | - |  |  |  |  | - | 0 | 0 |  | 0 | 0 | 0 | 0 | 0 | 0 | 83 | 0 | 0 | 0 | 0 | No
| - | - | - | 0 | 0 | 0 | - | - |  |  |  |  | - | 0 | 0 |  | 0 | 0 | 0 | 0 | 0 | 0 | 84 | 0 | 0 | 0 | 0 | No
| - | - | - | 0 | 0 | 0 | - | - |  |  |  |  | - | 0 | 0 |  | 0 | 0 | 0 | 0 | 0 | 0 | 85 | 0 | 0 | 0 | 0 | No
| - | - | - | 0 | 0 | 0 | - | - |  |  |  |  | - | 0 | 0 |  | 0 | 0 | 0 | 0 | 0 | 0 | 86 | 0 | 0 | 0 | 0 | No
| - | - | - | 0 | 0 | 0 | - | - |  |  |  |  | - | 0 | 0 |  | 0 | 0 | 0 | 0 | 0 | 0 | 87 | 0 | 0 | 0 | 0 | No
| - | - | - | 0 | 0 | 0 | - | - |  |  |  |  | - | 0 | 0 |  | 0 | 0 | 0 | 0 | 0 | 0 | 88 | 0 | 0 | 0 | 0 | No
| - | - | - | 0 | 0 | 0 | - | - |  |  |  |  | - | 0 | 0 |  | 0 | 0 | 0 | 0 | 0 | 0 | 89 | 0 | 0 | 0 | 0 | No
| - | - | - | 0 | 0 | 0 | - | - |  |  |  |  | - | 0 | 0 |  | 0 | 0 | 0 | 0 | 0 | 0 | 90 | 0 | 0 | 0 | 0 | No
| - | - | - | 0 | 0 | 0 | - | - |  |  |  |  | - | 0 | 0 |  | 0 | 0 | 0 | 0 | 0 | 0 | 91 | 0 | 0 | 0 | 0 | No
| - | - | - | 0 | 0 | 0 | - | - |  |  |  |  | - | 0 | 0 |  | 0 | 0 | 0 | 0 | 0 | 0 | 92 | 0 | 0 | 0 | 0 | No
| - | - | - | 0 | 0 | 0 | - | - |  |  |  |  | - | 0 | 0 |  | 0 | 0 | 0 | 0 | 0 | 0 | 93 | 0 | 0 | 0 | 0 | No
| - | - | - | 0 | 0 | 0 | - | - |  |  |  |  | - | 0 | 0 |  | 0 | 0 | 0 | 0 | 0 | 0 | 94 | 0 | 0 | 0 | 0 | No
| - | - | - | 0 | 0 | 0 | - | - |  |  |  |  | - | 0 | 0 |  | 0 | 0 | 0 | 0 | 0 | 0 | 95 | 0 | 0 | 0 | 0 | No
| - | - | - | 0 | 0 | 0 | - | - |  |  |  |  | - | 0 | 0 |  | 0 | 0 | 0 | 0 | 0 | 0 | 96 | 0 | 0 | 0 | 0 | No
| - | - | - | 0 | 0 | 0 | - | - |  |  |  |  | - | 0 | 0 |  | 0 | 0 | 0 | 0 | 0 | 0 | 97 | 0 | 0 | 0 | 0 | No
| - | - | - | 0 | 0 | 0 | - | - |  |  |  |  | - | 0 | 0 |  | 0 | 0 | 0 | 0 | 0 | 0 | 98 | 0 | 0 | 0 | 0 | No
| - | - | - | 0 | 0 | 0 | - | - |  |  |  |  | - | 0 | 0 |  | 0 | 0 | 0 | 0 | 0 | 0 | 99 | 0 | 0 | 0 | 0 | No
| - | - | - | 0 | 0 | 0 | - | - |  |  |  |  | - | 0 | 0 |  | 0 | 0 | 0 | 0 | 0 | 0 | 100 | 0 | 0 | 0 | 0 | No
| - | - | - | 0 | 0 | 0 | - | - |  |  |  |  | - | 0 | 0 |  | 0 | 0 | 0 | 0 | 0 | 0 | 101 | 0 | 0 | 0 | 0 | No
| - | - | - | 0 | 0 | 0 | - | - |  |  |  |  | - | 0 | 0 |  | 0 | 0 | 0 | 0 | 0 | 0 | 102 | 0 | 0 | 0 | 0 | No
| - | - | - | 0 | 0 | 0 | - | - |  |  |  |  | - | 0 | 0 |  | 0 | 0 | 0 | 0 | 0 | 0 | 103 | 0 | 0 | 0 | 0 | No
| - | - | - | 0 | 0 | 0 | - | - |  |  |  |  | - | 0 | 0 |  | 0 | 0 | 0 | 0 | 0 | 0 | 104 | 0 | 0 | 0 | 0 | No
| - | - | - | 0 | 0 | 0 | - | - |  |  |  |  | - | 0 | 0 |  | 0 | 0 | 0 | 0 | 0 | 0 | 105 | 0 | 0 | 0 | 0 | No
| - | - | - | 0 | 0 | 0 | - | - |  |  |  |  | - | 0 | 0 |  | 0 | 0 | 0 | 0 | 0 | 0 | 106 | 0 | 0 | 0 | 0 | No
| - | - | - | 0 | 0 | 0 | - | - |  |  |  |  | - | 0 | 0 |  | 0 | 0 | 0 | 0 | 0 | 0 | 107 | 0 | 0 | 0 | 0 | No
| - | - | - | 0 | 0 | 0 | - | - |  |  |  |  | - | 0 | 0 |  | 0 | 0 | 0 | 0 | 0 | 0 | 108 | 0 | 0 | 0 | 0 | No
| - | - | - | 0 | 0 | 0 | - | - |  |  |  |  | - | 0 | 0 |  | 0 | 0 | 0 | 0 | 0 | 0 | 109 | 0 | 0 | 0 | 0 | No
| - | - | - | 0 | 0 | 0 | - | - |  |  |  |  | - | 0 | 0 |  | 0 | 0 | 0 | 0 | 0 | 0 | 110 | 0 | 0 | 0 | 0 | No
| - | - | - | 0 | 0 | 0 | - | - |  |  |  |  | - | 0 | 0 |  | 0 | 0 | 0 | 0 | 0 | 0 | 111 | 0 | 0 | 0 | 0 | No
| - | - | - | 0 | 0 | 0 | - | - |  |  |  |  | - | 0 | 0 |  | 0 | 0 | 0 | 0 | 0 | 0 | 112 | 0 | 0 | 0 | 0 | No
| - | - | - | 0 | 0 | 0 | - | - |  |  |  |  | - | 0 | 0 |  | 0 | 0 | 0 | 0 | 0 | 0 | 113 | 0 | 0 | 0 | 0 | No
| - | - | - | 0 | 0 | 0 | - | - |  |  |  |  | - | 0 | 0 |  | 0 | 0 | 0 | 0 | 0 | 0 | 114 | 0 | 0 | 0 | 0 | No
| - | - | - | 0 | 0 | 0 | - | - |  |  |  |  | - | 0 | 0 |  | 0 | 0 | 0 | 0 | 0 | 0 | 115 | 0 | 0 | 0 | 0 | No
| - | - | - | 0 | 0 | 0 | - | - |  |  |  |  | - | 0 | 0 |  | 0 | 0 | 0 | 0 | 0 | 0 | 116 | 0 | 0 | 0 | 0 | No
| - | - | - | 0 | 0 | 0 | - | - |  |  |  |  | - | 0 | 0 |  | 0 | 0 | 0 | 0 | 0 | 0 | 117 | 0 | 0 | 0 | 0 | No
| - | - | - | 0 | 0 | 0 | - | - |  |  |  |  | - | 0 | 0 |  | 0 | 0 | 0 | 0 | 0 | 0 | 118 | 0 | 0 | 0 | 0 | No
| - | - | - | 0 | 0 | 0 | - | - |  |  |  |  | - | 0 | 0 |  | 0 | 0 | 0 | 0 | 0 | 0 | 119 | 0 | 0 | 0 | 0 | No
| - | - | - | 0 | 0 | 0 | - | - |  |  |  |  | - | 0 | 0 |  | 0 | 0 | 0 | 0 | 0 | 0 | 120 | 0 | 0 | 0 | 0 | No
| - | - | - | 0 | 0 | 0 | - | - |  |  |  |  | - | 0 | 0 |  | 0 | 0 | 0 | 0 | 0 | 0 | 121 | 0 | 0 | 0 | 0 | No
| - | - | - | 0 | 0 | 0 | - | - |  |  |  |  | - | 0 | 0 |  | 0 | 0 | 0 | 0 | 0 | 0 | 122 | 0 | 0 | 0 | 0 | No
| - | - | - | 0 | 0 | 0 | - | - |  |  |  |  | - | 0 | 0 |  | 0 | 0 | 0 | 0 | 0 | 0 | 123 | 0 | 0 | 0 | 0 | No
| - | - | - | 0 | 0 | 0 | - | - |  |  |  |  | - | 0 | 0 |  | 0 | 0 | 0 | 0 | 0 | 0 | 124 | 0 | 0 | 0 | 0 | No
| - | - | - | 0 | 0 | 0 | - | - |  |  |  |  | - | 0 | 0 |  | 0 | 0 | 0 | 0 | 0 | 0 | 125 | 0 | 0 | 0 | 0 | No
| - | - | - | 0 | 0 | 0 | - | - |  |  |  |  | - | 0 | 0 |  | 0 | 0 | 0 | 0 | 0 | 0 | 126 | 0 | 0 | 0 | 0 | No
| - | - | - | 0 | 0 | 0 | - | - |  |  |  |  | - | 0 | 0 |  | 0 | 0 | 0 | 0 | 0 | 0 | 127 | 0 | 0 | 0 | 0 | No
| - | - | - | 0 | 0 | 0 | - | - |  |  |  |  | - | 0 | 0 |  | 0 | 0 | 0 | 0 | 0 | 0 | 128 | 0 | 0 | 0 | 0 | No
| - | - | - | 0 | 0 | 0 | - | - |  |  |  |  | - | 0 | 0 |  | 0 | 0 | 0 | 0 | 0 | 0 | 129 | 0 | 0 | 0 | 0 | No
| - | - | - | 0 | 0 | 0 | - | - |  |  |  |  | - | 0 | 0 |  | 0 | 0 | 0 | 0 | 0 | 0 | 130 | 0 | 0 | 0 | 0 | No
| - | - | - | 0 | 0 | 0 | - | - |  |  |  |  | - | 0 | 0 |  | 0 | 0 | 0 | 0 | 0 | 0 | 131 | 0 | 0 | 0 | 0 | No
| - | - | - | 0 | 0 | 0 | - | - |  |  |  |  | - | 0 | 0 |  | 0 | 0 | 0 | 0 | 0 | 0 | 132 | 0 | 0 | 0 | 0 | No
| - | - | - | 0 | 0 | 0 | - | - |  |  |  |  | - | 0 | 0 |  | 0 | 0 | 0 | 0 | 0 | 0 | 133 | 0 | 0 | 0 | 0 | No
| - | - | - | 0 | 0 | 0 | - | - |  |  |  |  | - | 0 | 0 |  | 0 | 0 | 0 | 0 | 0 | 0 | 134 | 0 | 0 | 0 | 0 | No
| - | - | - | 0 | 0 | 0 | - | - |  |  |  |  | - | 0 | 0 |  | 0 | 0 | 0 | 0 | 0 | 0 | 135 | 0 | 0 | 0 | 0 | No
| - | - | - | 0 | 0 | 0 | - | - |  |  |  |  | - | 0 | 0 |  | 0 | 0 | 0 | 0 | 0 | 0 | 136 | 0 | 0 | 0 | 0 | No
| - | - | - | 0 | 0 | 0 | - | - |  |  |  |  | - | 0 | 0 |  | 0 | 0 | 0 | 0 | 0 | 0 | 137 | 0 | 0 | 0 | 0 | No
| - | - | - | 0 | 0 | 0 | - | - |  |  |  |  | - | 0 | 0 |  | 0 | 0 | 0 | 0 | 0 | 0 | 138 | 0 | 0 | 0 | 0 | No
| - | - | - | 0 | 0 | 0 | - | - |  |  |  |  | - | 0 | 0 |  | 0 | 0 | 0 | 0 | 0 | 0 | 139 | 0 | 0 | 0 | 0 | No
| - | - | - | 0 | 0 | 0 | - | - |  |  |  |  | - | 0 | 0 |  | 0 | 0 | 0 | 0 | 0 | 0 | 140 | 0 | 0 | 0 | 0 | No
| - | - | - | 0 | 0 | 0 | - | - |  |  |  |  | - | 0 | 0 |  | 0 | 0 | 0 | 0 | 0 | 0 | 141 | 0 | 0 | 0 | 0 | No
| - | - | - | 0 | 0 | 0 | - | - |  |  |  |  | - | 0 | 0 |  | 0 | 0 | 0 | 0 | 0 | 0 | 142 | 0 | 0 | 0 | 0 | No
| - | - | - | 0 | 0 | 0 | - | - |  |  |  |  | - | 0 | 0 |  | 0 | 0 | 0 | 0 | 0 | 0 | 143 | 0 | 0 | 0 | 0 | No
| - | - | - | 0 | 0 | 0 | - | - |  |  |  |  | - | 0 | 0 |  | 0 | 0 | 0 | 0 | 0 | 0 | 144 | 0 | 0 | 0 | 0 | No
| - | - | - | 0 | 0 | 0 | - | - |  |  |  |  | - | 0 | 0 |  | 0 | 0 | 0 | 0 | 0 | 0 | 145 | 0 | 0 | 0 | 0 | No
| - | - | - | 0 | 0 | 0 | - | - |  |  |  |  | - | 0 | 0 |  | 0 | 0 | 0 | 0 | 0 | 0 | 146 | 0 | 0 | 0 | 0 | No
| - | - | - | 0 | 0 | 0 | - | - |  |  |  |  | - | 0 | 0 |  | 0 | 0 | 0 | 0 | 0 | 0 | 147 | 0 | 0 | 0 | 0 | No
| - | - | - | 0 | 0 | 0 | - | - |  |  |  |  | - | 0 | 0 |  | 0 | 0 | 0 | 0 | 0 | 0 | 148 | 0 | 0 | 0 | 0 | No
| - | - | - | 0 | 0 | 0 | - | - |  |  |  |  | - | 0 | 0 |  | 0 | 0 | 0 | 0 | 0 | 0 | 149 | 0 | 0 | 0 | 0 | No
| - | - | - | 0 | 0 | 0 | - | - |  |  |  |  | - | 0 | 0 |  | 0 | 0 | 0 | 0 | 0 | 0 | 150 | 0 | 0 | 0 | 0 | No
| - | - | - | 0 | 0 | 0 | - | - |  |  |  |  | - | 0 | 0 |  | 0 | 0 | 0 | 0 | 0 | 0 | 151 | 0 | 0 | 0 | 0 | No
| - | - | - | 0 | 0 | 0 | - | - |  |  |  |  | - | 0 | 0 |  | 0 | 0 | 0 | 0 | 0 | 0 | 152 | 0 | 0 | 0 | 0 | No
| - | - | - | 0 | 0 | 0 | - | - |  |  |  |  | - | 0 | 0 |  | 0 | 0 | 0 | 0 | 0 | 0 | 153 | 0 | 0 | 0 | 0 | No
| - | - | - | 0 | 0 | 0 | - | - |  |  |  |  | - | 0 | 0 |  | 0 | 0 | 0 | 0 | 0 | 0 | 154 | 0 | 0 | 0 | 0 | No
| - | - | - | 0 | 0 | 0 | - | - |  |  |  |  | - | 0 | 0 |  | 0 | 0 | 0 | 0 | 0 | 0 | 155 | 0 | 0 | 0 | 0 | No
| - | - | - | 0 | 0 | 0 | - | - |  |  |  |  | - | 0 | 0 |  | 0 | 0 | 0 | 0 | 0 | 0 | 156 | 0 | 0 | 0 | 0 | No
| - | - | - | 0 | 0 | 0 | - | - |  |  |  |  | - | 0 | 0 |  | 0 | 0 | 0 | 0 | 0 | 0 | 157 | 0 | 0 | 0 | 0 | No
| - | - | - | 0 | 0 | 0 | - | - |  |  |  |  | - | 0 | 0 |  | 0 | 0 | 0 | 0 | 0 | 0 | 158 | 0 | 0 | 0 | 0 | No
| - | - | - | 0 | 0 | 0 | - | - |  |  |  |  | - | 0 | 0 |  | 0 | 0 | 0 | 0 | 0 | 0 | 159 | 0 | 0 | 0 | 0 | No
| - | - | - | 0 | 0 | 0 | - | - |  |  |  |  | - | 0 | 0 |  | 0 | 0 | 0 | 0 | 0 | 0 | 160 | 0 | 0 | 0 | 0 | No
| - | - | - | 0 | 0 | 0 | - | - |  |  |  |  | - | 0 | 0 |  | 0 | 0 | 0 | 0 | 0 | 0 | 161 | 0 | 0 | 0 | 0 | No
| - | - | - | 0 | 0 | 0 | - | - |  |  |  |  | - | 0 | 0 |  | 0 | 0 | 0 | 0 | 0 | 0 | 162 | 0 | 0 | 0 | 0 | No
| - | - | - | 0 | 0 | 0 | - | - |  |  |  |  | - | 0 | 0 |  | 0 | 0 | 0 | 0 | 0 | 0 | 163 | 0 | 0 | 0 | 0 | No
| - | - | - | 0 | 0 | 0 | - | - |  |  |  |  | - | 0 | 0 |  | 0 | 0 | 0 | 0 | 0 | 0 | 164 | 0 | 0 | 0 | 0 | No
| - | - | - | 0 | 0 | 0 | - | - |  |  |  |  | - | 0 | 0 |  | 0 | 0 | 0 | 0 | 0 | 0 | 165 | 0 | 0 | 0 | 0 | No
| - | - | - | 0 | 0 | 0 | - | - |  |  |  |  | - | 0 | 0 |  | 0 | 0 | 0 | 0 | 0 | 0 | 166 | 0 | 0 | 0 | 0 | No
| - | - | - | 0 | 0 | 0 | - | - |  |  |  |  | - | 0 | 0 |  | 0 | 0 | 0 | 0 | 0 | 0 | 167 | 0 | 0 | 0 | 0 | No
| - | - | - | 0 | 0 | 0 | - | - |  |  |  |  | - | 0 | 0 |  | 0 | 0 | 0 | 0 | 0 | 0 | 168 | 0 | 0 | 0 | 0 | No
| - | - | - | 0 | 0 | 0 | - | - |  |  |  |  | - | 0 | 0 |  | 0 | 0 | 0 | 0 | 0 | 0 | 169 | 0 | 0 | 0 | 0 | No
| - | - | - | 0 | 0 | 0 | - | - |  |  |  |  | - | 0 | 0 |  | 0 | 0 | 0 | 0 | 0 | 0 | 170 | 0 | 0 | 0 | 0 | No
| - | - | - | 0 | 0 | 0 | - | - |  |  |  |  | - | 0 | 0 |  | 0 | 0 | 0 | 0 | 0 | 0 | 171 | 0 | 0 | 0 | 0 | No
| - | - | - | 0 | 0 | 0 | - | - |  |  |  |  | - | 0 | 0 |  | 0 | 0 | 0 | 0 | 0 | 0 | 172 | 0 | 0 | 0 | 0 | No
| - | - | - | 0 | 0 | 0 | - | - |  |  |  |  | - | 0 | 0 |  | 0 | 0 | 0 | 0 | 0 | 0 | 173 | 0 | 0 | 0 | 0 | No
| - | - | - | 0 | 0 | 0 | - | - |  |  |  |  | - | 0 | 0 |  | 0 | 0 | 0 | 0 | 0 | 0 | 174 | 0 | 0 | 0 | 0 | No
| - | - | - | 0 | 0 | 0 | - | - |  |  |  |  | - | 0 | 0 |  | 0 | 0 | 0 | 0 | 0 | 0 | 175 | 0 | 0 | 0 | 0 | No
| - | - | - | 0 | 0 | 0 | - | - |  |  |  |  | - | 0 | 0 |  | 0 | 0 | 0 | 0 | 0 | 0 | 176 | 0 | 0 | 0 | 0 | No
| - | - | - | 0 | 0 | 0 | - | - |  |  |  |  | - | 0 | 0 |  | 0 | 0 | 0 | 0 | 0 | 0 | 177 | 0 | 0 | 0 | 0 | No
| - | - | - | 0 | 0 | 0 | - | - |  |  |  |  | - | 0 | 0 |  | 0 | 0 | 0 | 0 | 0 | 0 | 178 | 0 | 0 | 0 | 0 | No
| - | - | - | 0 | 0 | 0 | - | - |  |  |  |  | - | 0 | 0 |  | 0 | 0 | 0 | 0 | 0 | 0 | 179 | 0 | 0 | 0 | 0 | No
| - | - | - | 0 | 0 | 0 | - | - |  |  |  |  | - | 0 | 0 |  | 0 | 0 | 0 | 0 | 0 | 0 | 180 | 0 | 0 | 0 | 0 | No
| - | - | - | 0 | 0 | 0 | - | - |  |  |  |  | - | 0 | 0 |  | 0 | 0 | 0 | 0 | 0 | 0 | 181 | 0 | 0 | 0 | 0 | No
| - | - | - | 0 | 0 | 0 | - | - |  |  |  |  | - | 0 | 0 |  | 0 | 0 | 0 | 0 | 0 | 0 | 182 | 0 | 0 | 0 | 0 | No
| - | - | - | 0 | 0 | 0 | - | - |  |  |  |  | - | 0 | 0 |  | 0 | 0 | 0 | 0 | 0 | 0 | 183 | 0 | 0 | 0 | 0 | No
| - | - | - | 0 | 0 | 0 | - | - |  |  |  |  | - | 0 | 0 |  | 0 | 0 | 0 | 0 | 0 | 0 | 184 | 0 | 0 | 0 | 0 | No
| - | - | - | 0 | 0 | 0 | - | - |  |  |  |  | - | 0 | 0 |  | 0 | 0 | 0 | 0 | 0 | 0 | 185 | 0 | 0 | 0 | 0 | No
| - | - | - | 0 | 0 | 0 | - | - |  |  |  |  | - | 0 | 0 |  | 0 | 0 | 0 | 0 | 0 | 0 | 186 | 0 | 0 | 0 | 0 | No
| - | - | - | 0 | 0 | 0 | - | - |  |  |  |  | - | 0 | 0 |  | 0 | 0 | 0 | 0 | 0 | 0 | 187 | 0 | 0 | 0 | 0 | No
| - | - | - | 0 | 0 | 0 | - | - |  |  |  |  | - | 0 | 0 |  | 0 | 0 | 0 | 0 | 0 | 0 | 188 | 0 | 0 | 0 | 0 | No

## Pipe data
2 | Pipe data
| ID | Length | Surface | Diameter | Losses | kW | kWh | No_B_downstream | No_downstream | Connected_ID | Diversity
| ID | Length | Surface | Nominal Diameter | Losses (kWh/y) | Delivered Power, kW | Delivered demand, kWh/y | Number of buildings downstream | Number of connected users downstream | Connected buildings ID | Assumed diversity from model | End of model ouput | Tag | Phase overwrite | Phase | Network cost, £
| obbjm8gYsTWhRkpa | 2.5725 | Hard (default) | 80 | 609.1356 | 562.9321 | 0 | 0 | 0 | 0 | 0.65 |  | Main | 0 | 1 | 7032.4772
| FfBO9lUdsLtcb18x | 3.7837 | Hard (default) | 125 | 1056.4407 | 1647.9596 | 0 | 0 | 0 | 0 | 0.63 |  | Main | 0 | 1 | 11593.8211
| 2hciEoBuWwFvxK7Y | 10.7136 | Hard (default) | 250 | 3892.5649 | 13386.7485 | 0 | 0 | 0 | 0 | 0.63 |  | Main | 0 | 1 | 47984.4603
| ginuvm0p7NimglVW | 21.8202 | Hard (default) | 65 | 4673.7772 | 366.3403 | 0 | 0 | 0 | 0 | 0.74827 |  | Main | 0 | 1 | 57254.1891
| RMVuXx2w1zNDcnaH | 8.2527 | Hard (default) | 20 | 966.2337 | 2 | 0 | 0 | 0 | 0 | 1 |  | Feed | 0 | 1 | 17675.314
| Ix+ibQKMkSGwrB8x | 2.1998 | Hard (default) | 80 | 527.9554 | 617.186 | 0 | 0 | 0 | 0 | 0.7295 |  | Main | 0 | 1 | 6013.5411
| lcnsEp/zzE56N5gl | 5.6715 | Hard (default) | 125 | 1583.5136 | 1647.9596 | 0 | 0 | 0 | 0 | 0.63 |  | Main | 0 | 1 | 17378.1393
| PV01E/woIySf4ywr | 21.1151 | Hard (default) | 100 | 5807.6034 | 1483.2 | 0 | 0 | 0 | 0 | 1 |  | Feed | 0 | 1 | 61944.9933
| 9q0QcIOp7hPW70Dy | 7.2149 | Hard (default) | 200 | 2359.1903 | 5647.4477 | 0 | 0 | 0 | 0 | 1 |  | Feed | 0 | 1 | 27721.4231
| 03kLrdZ29bVv++4X | 31.1882 | Hard (default) | 250 | 10774.2123 | 8542.2398 | 0 | 0 | 0 | 0 | 1 |  | Feed | 0 | 1 | 139686.8339
| YyTLL3bI7Grw59Tx | 0.010584 | Hard (default) | 400 | 4.1378 | 27339.5091 | 0 | 0 | 0 | 0 | 0.62 |  | Main | 0 | 1 | 51.2453
| vqVO+lITa9xGnSuY | 1.5849 | Hard (default) | 40 | 268.2089 | 100.2958 | 0 | 0 | 0 | 0 | 1 |  | Feed | 0 | 1 | 3832.1716
| s+xEjeBco/bmY8zw | 0.069874 | Hard (default) | 65 | 16.1113 | 479.3174 | 0 | 0 | 0 | 0 | 0.7 |  | Main | 0 | 1 | 183.3422
| +vDpF7OJJg3328rv | 6.7873 | Hard (default) | 25 | 803.2547 | 25.5461 | 0 | 0 | 0 | 0 | 0.81 |  | Main | 0 | 1 | 14630.6243
| GGfASWfP5FOGBMRu | 7.5514 | Hard (default) | 125 | 2108.4034 | 1647.9596 | 0 | 0 | 0 | 0 | 0.63 |  | Main | 0 | 1 | 23138.4983
| fkAJeUL4lI5H9R2s | 5.4238 | Hard (default) | 80 | 1284.274 | 562.9321 | 0 | 0 | 0 | 0 | 0.65 |  | Main | 0 | 1 | 14826.9575
| FJtss87dwl2CzmGt | 6.0767 | Hard (default) | 50 | 1127.7228 | 148.3885 | 0 | 0 | 0 | 0 | 0.65 |  | Main | 0 | 1 | 15200.5672
| DPy2nBDFSRLTCZ6G | 7.2587 | Hard (default) | 20 | 849.8567 | 2 | 0 | 0 | 0 | 0 | 1 |  | Feed | 0 | 1 | 15546.4286
| r96/Bo7Pp1aGqI1j | 3.9007 | Hard (default) | 80 | 936.1756 | 617.186 | 0 | 0 | 0 | 0 | 0.7295 |  | Main | 0 | 1 | 10663.2677
| uGWdX7TcRMi6e2Ty | 1.8644 | Hard (default) | 20 | 276.889 | 2.916 | 0 | 0 | 0 | 0 | 1 |  | Feed | 0 | 1 | 3993.0283
| yqJc0rkyGQNF6CNC | 42.206 | Hard (default) | 150 | 12851.6316 | 3116.0971 | 0 | 0 | 0 | 0 | 0.63 |  | Main | 0 | 1 | 138439.8198
| puNZ6UtHGJGs8oMS | 17.3311 | Hard (default) | 150 | 5364.9481 | 3529.0716 | 0 | 0 | 0 | 0 | 0.63 |  | Main | 0 | 1 | 56847.7721
| TkUfqIZ+QlIN2Rtf | 0.92314 | Hard (default) | 80 | 218.5869 | 562.9321 | 0 | 0 | 0 | 0 | 0.65 |  | Main | 0 | 1 | 2523.5883
| bydVFtiJ0ctgBRn5 | 9.2936 | Hard (default) | 200 | 3039.0929 | 5649.9865 | 0 | 0 | 0 | 0 | 1 |  | Feed | 0 | 1 | 35708.6613
| 7Xp9sQU83y5XGkuN | 0.72684 | Hard (default) | 400 | 283.7332 | 26893.9839 | 0 | 0 | 0 | 0 | 0.62 |  | Main | 0 | 1 | 3519.0248
| 70HUp6zAPTfKyapR | 17.4231 | Hard (default) | 100 | 4792.1573 | 1483.2 | 0 | 0 | 0 | 0 | 1 |  | Feed | 0 | 1 | 51114.0527
| ff27xNNk/KFn3qt+ | 5.1116 | Hard (default) | 20 | 598.4684 | 1.6231 | 0 | 0 | 0 | 0 | 1 |  | Feed | 0 | 1 | 10947.7836
| lQn7hP3JWTDqculj | 14.2065 | Hard (default) | 200 | 4597.4426 | 5175.2299 | 0 | 0 | 0 | 0 | 0.64 |  | Main | 0 | 1 | 54585.2931
| bcncOmdfPrj9fjBX | 24.7477 | Hard (default) | 80 | 5616.9512 | 720.4799 | 0 | 0 | 0 | 0 | 1 |  | Feed | 0 | 1 | 67652.7295
| cbJrtHrg6wwtO8uj | 151.4288 | Hard (default) | 20 | 17729.3583 | 3.1871 | 0 | 0 | 0 | 0 | 1 |  | Feed | 0 | 1 | 324323.1594
| BotnE0tRJOtf+31y | 5.5144 | Hard (default) | 65 | 1181.1464 | 366.3403 | 0 | 0 | 0 | 0 | 0.74827 |  | Main | 0 | 1 | 14469.1494
| Agu0JAuQtzSVD/Vb | 4.8457 | Hard (default) | 40 | 820.0215 | 100.2958 | 0 | 0 | 0 | 0 | 1 |  | Feed | 0 | 1 | 11716.4769
| WZ68dWy+oSPYAwoQ | 17.8935 | Hard (default) | 65 | 3832.6861 | 324.2296 | 0 | 0 | 0 | 0 | 0.75 |  | Main | 0 | 1 | 46950.7473
| cQICzthvazc7od4L | 12.2525 | Hard (default) | 100 | 3370.0009 | 1483.2 | 0 | 0 | 0 | 0 | 1 |  | Feed | 0 | 1 | 35945.0651
| vfXUPQ7uXqH0tqax | 4.5543 | Hard (default) | 400 | 1780.3951 | 27339.5091 | 0 | 0 | 0 | 0 | 0.62 |  | Main | 0 | 1 | 22049.7552
| dIIaJf2FavuuxI5L | 0.71549 | Hard (default) | 40 | 130.5345 | 139.014 | 0 | 0 | 0 | 0 | 0.81 |  | Main | 0 | 1 | 1730.0115
| K4GCVJXYymiUyb/E | 6.0889 | Hard (default) | 80 | 1381.9789 | 709.6362 | 0 | 0 | 0 | 0 | 1 |  | Feed | 0 | 1 | 16645.0871
| pB9OJgQVC/Sn5oFs | 27.1826 | Hard (default) | 80 | 6523.8981 | 617.186 | 0 | 0 | 0 | 0 | 0.7295 |  | Main | 0 | 1 | 74308.7895
| t5o8WxAquslCIFp2 | 5.3413 | Hard (default) | 200 | 1746.5557 | 5647.4477 | 0 | 0 | 0 | 0 | 1 |  | Feed | 0 | 1 | 20522.723
| ZnTIHbWCzQUiz46K | 14.2168 | Hard (default) | 125 | 4197.64 | 2448.1712 | 0 | 0 | 0 | 0 | 0.63 |  | Main | 0 | 1 | 43562.0146
| Gu7WW6H/BIl2cOTT | 2.1339 | Hard (default) | 50 | 396.0126 | 148.3885 | 0 | 0 | 0 | 0 | 0.65 |  | Main | 0 | 1 | 5337.8513
| 6K0xQaVwJDFEvt4g | 2.1611 | Hard (default) | 20 | 253.0241 | 2 | 0 | 0 | 0 | 0 | 1 |  | Feed | 0 | 1 | 4628.5693
| 97LU/GJHjytQgSYD | 1.4341 | Hard (default) | 40 | 252.0748 | 119.4574 | 0 | 0 | 0 | 0 | 0.81 |  | Main | 0 | 1 | 3467.6633
| yYhhniuwd54yzNZy | 10.8599 | Hard (default) | 20 | 1271.4878 | 2 | 0 | 0 | 0 | 0 | 1 |  | Feed | 0 | 1 | 23259.3268
| WAi51fsHa7OMYjBl | 22.0447 | Hard (default) | 20 | 2581.0014 | 1 | 0 | 0 | 0 | 0 | 1 |  | Feed | 0 | 1 | 47214.2608
| sgIQQfdWW+kaLUOl | 13.7936 | Hard (default) | 40 | 2470.256 | 83.6016 | 0 | 0 | 0 | 0 | 0.81 |  | Main | 0 | 1 | 33352.095
| ziAcyhmBIfKG9afK | 29.8904 | Hard (default) | 80 | 6784.1685 | 709.6362 | 0 | 0 | 0 | 0 | 1 |  | Feed | 0 | 1 | 81711.1448
| 5u+Q/yaf6tSUuDiH | 5.6779 | Hard (default) | 125 | 1571.0702 | 1523.084 | 0 | 0 | 0 | 0 | 0.80548 |  | Main | 0 | 1 | 17397.6792
| nqyHr6BK8NNIlg4V | 4.3516 | Hard (default) | 80 | 1044.3979 | 617.186 | 0 | 0 | 0 | 0 | 0.7295 |  | Main | 0 | 1 | 11895.9471
| xYytH2rzpzBJqHpP | 7.6133 | Hard (default) | 25 | 901.0003 | 25.5461 | 0 | 0 | 0 | 0 | 0.81 |  | Main | 0 | 1 | 16410.9798
| AblY6FIJIl9447qs | 6.1022 | Hard (default) | 200 | 2001.8335 | 5825.9936 | 0 | 0 | 0 | 0 | 1 |  | Feed | 0 | 1 | 23446.1314
| kcNRQ9CotlqCTN73 | 6.2895 | Hard (default) | 80 | 1489.2622 | 562.9321 | 0 | 0 | 0 | 0 | 0.65 |  | Main | 0 | 1 | 17193.5489
| LdGnLcQMknyuUajC | 16.6785 | Hard (default) | 65 | 3466.0963 | 263.8687 | 0 | 0 | 0 | 0 | 0.7 |  | Main | 0 | 1 | 43762.7143
| VHOeiTJ/ais4nZS9 | 10.6222 | Hard (default) | 200 | 3437.5104 | 5175.2299 | 0 | 0 | 0 | 0 | 0.64 |  | Main | 0 | 1 | 40813.4544
| S0fKpSm48f2AgV2z | 8.3645 | Hard (default) | 125 | 2327.054 | 1598.0704 | 0 | 0 | 0 | 0 | 0.81 |  | Main | 0 | 1 | 25629.9348
| 74TlOjfaLXtu4Ofb | 6.1181 | Hard (default) | 20 | 908.6307 | 2.916 | 0 | 0 | 0 | 0 | 1 |  | Feed | 0 | 1 | 13103.4045
| YmOSpmvYHBgP2ohD | 17.6603 | Hard (default) | 100 | 4491.2969 | 863.2401 | 0 | 0 | 0 | 0 | 0.81 |  | Main | 0 | 1 | 51809.6653
| n4hCBjr9bMsSarFF | 12.2289 | Hard (default) | 65 | 2835.9697 | 491.9103 | 0 | 0 | 0 | 0 | 0.64 |  | Main | 0 | 1 | 32087.435
| SV66McNAQcAZwxFK | 14.6084 | Hard (default) | 65 | 3387.7988 | 491.9103 | 0 | 0 | 0 | 0 | 0.64 |  | Main | 0 | 1 | 38331.0779
| WpRd/Ct+/lzKlJbF | 13.6739 | Hard (default) | 40 | 2448.8134 | 83.6016 | 0 | 0 | 0 | 0 | 0.81 |  | Main | 0 | 1 | 33062.5884
| JDqBKwXwfJWMzSiD | 6.1272 | Hard (default) | 200 | 2010.0468 | 5825.9936 | 0 | 0 | 0 | 0 | 1 |  | Feed | 0 | 1 | 23542.3284
| PboM/3TJrRd68qiR | 4.7744 | Hard (default) | 65 | 1022.641 | 366.3403 | 0 | 0 | 0 | 0 | 0.74827 |  | Main | 0 | 1 | 12527.4435
| nV1hN/FdbYVKNM+N | 17.8725 | Hard (default) | 80 | 4056.4962 | 709.6362 | 0 | 0 | 0 | 0 | 1 |  | Feed | 0 | 1 | 48858.0061
| NQAK3I5dSfyIVoNZ | 7.0614 | Hard (default) | 40 | 1264.5976 | 83.6016 | 0 | 0 | 0 | 0 | 0.81 |  | Main | 0 | 1 | 17073.9308
| zq7PXw9Zzb24Z3gO | 3.0168 | Hard (default) | 80 | 714.3433 | 562.9321 | 0 | 0 | 0 | 0 | 0.65 |  | Main | 0 | 1 | 8247.1018
| nU0GGLvRU9/7cf1e | 8.1205 | Hard (default) | 150 | 2513.859 | 3530.0356 | 0 | 0 | 0 | 0 | 0.63 |  | Main | 0 | 1 | 26636.2
| TUD5VdJdF8dR54H9 | 2.3294 | Hard (default) | 40 | 396.7099 | 103.4439 | 0 | 0 | 0 | 0 | 0.66 |  | Main | 0 | 1 | 5632.4425
| 8BLtGXD8iCi94I5+ | 10.8981 | Hard (default) | 150 | 3373.6859 | 3530.0356 | 0 | 0 | 0 | 0 | 0.63 |  | Main | 0 | 1 | 35746.7042
| a1uervWiLMcKqOPp | 18.2915 | Hard (default) | 400 | 7143.0119 | 27007.6999 | 0 | 0 | 0 | 0 | 0.62 |  | Main | 0 | 1 | 88559.2666
| uQIk+BQsdNa6f4XB | 4.6971 | Hard (default) | 150 | 1454.0103 | 3529.0716 | 0 | 0 | 0 | 0 | 0.63 |  | Main | 0 | 1 | 15406.905
| fucEIxRBjLRg4tdP | 3.2646 | Hard (default) | 25 | 446.1771 | 41.7867 | 0 | 0 | 0 | 0 | 0.81 |  | Main | 0 | 1 | 7037.1214
| hPS29UfKdAu4hfEO | 17.3303 | Hard (default) | 80 | 4103.5707 | 562.9321 | 0 | 0 | 0 | 0 | 0.65 |  | Main | 0 | 1 | 47375.7707
| 5K0cwGSAo4GVNQ+/ | 18.1411 | Hard (default) | 20 | 2123.9645 | 1 | 0 | 0 | 0 | 0 | 1 |  | Feed | 0 | 1 | 38853.6835
| pz2huFFqWFbLcAaZ | 36.4096 | Hard (default) | 80 | 8263.831 | 720.4799 | 0 | 0 | 0 | 0 | 1 |  | Feed | 0 | 1 | 99532.7722
| aN0N7z8ylz/LRvpv | 0.29933 | Hard (default) | 150 | 92.6585 | 3529.0716 | 0 | 0 | 0 | 0 | 0.63 |  | Main | 0 | 1 | 981.8226
| YuLmrjtTnUmP4mFj | 1.7164 | Hard (default) | 200 | 561.2624 | 5647.4477 | 0 | 0 | 0 | 0 | 1 |  | Feed | 0 | 1 | 6595.0557
| yUpF0THEZP3le+uv | 6.0049 | Hard (default) | 20 | 891.8174 | 2.916 | 0 | 0 | 0 | 0 | 1 |  | Feed | 0 | 1 | 12860.9392
| izvdDq6e/gy43Cg8 | 1.4419 | Hard (default) | 80 | 341.4215 | 562.9321 | 0 | 0 | 0 | 0 | 0.65 |  | Main | 0 | 1 | 3941.7155
| Rseyy45BzEmcF5uJ | 45.1031 | Hard (default) | 65 | 9660.8519 | 366.3403 | 0 | 0 | 0 | 0 | 0.74827 |  | Main | 0 | 1 | 118346.2998
| 9ZZqg/S5uKsKihf3 | 24.8754 | Hard (default) | 20 | 2912.418 | 1.778 | 0 | 0 | 0 | 0 | 1 |  | Feed | 0 | 1 | 53276.8633
| Msl94RrjNmZs0gth | 4.7149 | Hard (default) | 65 | 1007.3391 | 319.0855 | 0 | 0 | 0 | 0 | 0.65 |  | Main | 0 | 1 | 12371.3792
| sxKqFk79YmLr6QMy | 12.3856 | Hard (default) | 20 | 1450.1161 | 2 | 0 | 0 | 0 | 0 | 1 |  | Feed | 0 | 1 | 26526.9738
| zIzSP5dUneGkDdSQ | 5.5786 | Hard (default) | 40 | 1022.0173 | 141.2502 | 0 | 0 | 0 | 0 | 0.81747 |  | Main | 0 | 1 | 13488.6776
| UZihiRwF/O0blIBN | 10.7287 | Hard (default) | 125 | 2968.6321 | 1523.084 | 0 | 0 | 0 | 0 | 0.80548 |  | Main | 0 | 1 | 32873.9664
| u3fHf4H566d/WcNe | 3.7418 | Hard (default) | 40 | 633.2194 | 100.2958 | 0 | 0 | 0 | 0 | 1 |  | Feed | 0 | 1 | 9047.4453
| b32HLFNGW3/CYGmL | 0.37171 | Hard (default) | 50 | 68.9825 | 148.3885 | 0 | 0 | 0 | 0 | 0.65 |  | Main | 0 | 1 | 929.8147
| Umw/Bejfr23aCvnK | 1.8416 | Hard (default) | 150 | 570.0707 | 3529.0716 | 0 | 0 | 0 | 0 | 0.63 |  | Main | 0 | 1 | 6040.5517
| zIShjMKc2E48XN4d | 2.6018 | Hard (default) | 200 | 850.7719 | 5647.4477 | 0 | 0 | 0 | 0 | 1 |  | Feed | 0 | 1 | 9996.9081
| rnBXCTppBwS5W0B+ | 14.1002 | Hard (default) | 125 | 3901.5196 | 1523.084 | 0 | 0 | 0 | 0 | 0.80548 |  | Main | 0 | 1 | 43204.5546
| PQu4pGCmyUCRDJHK | 8.781 | Hard (default) | 50 | 1708.2361 | 194.3964 | 0 | 0 | 0 | 0 | 0.7 |  | Main | 0 | 1 | 21965.1301
| m6Ty37iF4QFUMX2p | 1.3503 | Hard (default) | 80 | 319.7371 | 562.9321 | 0 | 0 | 0 | 0 | 0.65 |  | Main | 0 | 1 | 3691.3689
| eAL078a4Rk+7Ww27 | 44.6837 | Hard (default) | 80 | 10141.7715 | 721.6368 | 0 | 0 | 0 | 0 | 1 |  | Feed | 0 | 1 | 122151.412
| OKpHkBzHQRxosqNj | 28.2603 | Hard (default) | 125 | 7890.4447 | 1647.9596 | 0 | 0 | 0 | 0 | 0.63 |  | Main | 0 | 1 | 86593.0328
| yUCJRjktyF7byi2s | 5.1898 | Hard (default) | 200 | 1697.0194 | 5647.4477 | 0 | 0 | 0 | 0 | 1 |  | Feed | 0 | 1 | 19940.6522
| PxU2otCvMsoACCKJ | 1.0008 | Hard (default) | 80 | 240.196 | 617.186 | 0 | 0 | 0 | 0 | 0.7295 |  | Main | 0 | 1 | 2735.8906
| BWd5Rbi+BIZyVNNT | 0.77037 | Hard (default) | 65 | 164.5912 | 319.0855 | 0 | 0 | 0 | 0 | 0.65 |  | Main | 0 | 1 | 2021.3853
| R0MlNzEMBQJWTtAs | 14.1468 | Hard (default) | 20 | 1656.3107 | 1 | 0 | 0 | 0 | 0 | 1 |  | Feed | 0 | 1 | 30298.8922
| 9WrAKCbFwECTy7vD | 8.3278 | Hard (default) | 200 | 2731.9531 | 5825.9936 | 0 | 0 | 0 | 0 | 1 |  | Feed | 0 | 1 | 31997.5324
| LepYPrixP9SnLkF5 | 3.8064 | Hard (default) | 80 | 901.3072 | 562.9321 | 0 | 0 | 0 | 0 | 0.65 |  | Main | 0 | 1 | 10405.6014
| 9uyGon2VT1CYgORF | 1.3543 | Hard (default) | 250 | 472.2155 | 9393.3191 | 0 | 0 | 0 | 0 | 0.63 |  | Main | 0 | 1 | 6065.7315
| xZBnYB2DGD/fM7F6 | 15.9615 | Hard (default) | 50 | 2962.145 | 148.3885 | 0 | 0 | 0 | 0 | 0.65 |  | Main | 0 | 1 | 39926.7312
| KSXAW4oGQncQ0ZDP | 10.2083 | Hard (default) | 80 | 2319.1119 | 706.4185 | 0 | 0 | 0 | 0 | 1 |  | Feed | 0 | 1 | 27906.3036
| TynhPQJ05T0N4oCt | 1.0439 | Hard (default) | 20 | 155.0409 | 2.916 | 0 | 0 | 0 | 0 | 1 |  | Feed | 0 | 1 | 2235.852
| +l8kBIkVvLbHqNRq | 4.474 | Hard (default) | 40 | 782.3386 | 116.8072 | 0 | 0 | 0 | 0 | 0.72 |  | Main | 0 | 1 | 10817.89
| onXPOmVFj0zs8qfn | 8.5141 | Hard (default) | 250 | 3093.4098 | 13386.7485 | 0 | 0 | 0 | 0 | 0.63 |  | Main | 0 | 1 | 38133.1093
| BAMVJOGcCBURwTmE | 4.8849 | Hard (default) | 40 | 904.7882 | 147.165 | 0 | 0 | 0 | 0 | 0.72 |  | Main | 0 | 1 | 11811.3494
| HqglULdSt0kmpx0R | 3.0597 | Hard (default) | 200 | 1000.5009 | 5647.4477 | 0 | 0 | 0 | 0 | 1 |  | Feed | 0 | 1 | 11756.2825
| 3dFMA17I2ZDInst2 | 12.4785 | Hard (default) | 25 | 1478.4921 | 25.6677 | 0 | 0 | 0 | 0 | 1 |  | Feed | 0 | 1 | 26898.3224
| 7Jxm2XGdBeEoq+fF | 0.92505 | Hard (default) | 50 | 171.6714 | 148.3885 | 0 | 0 | 0 | 0 | 0.65 |  | Main | 0 | 1 | 2313.9578
| mBDDXBS3Vy9yadF5 | 1.4976 | Hard (default) | 20 | 222.4167 | 2.916 | 0 | 0 | 0 | 0 | 1 |  | Feed | 0 | 1 | 3207.481
| NgoVE8eeFnRolvTr | 5.0093 | Hard (default) | 50 | 929.6355 | 148.3885 | 0 | 0 | 0 | 0 | 0.65 |  | Main | 0 | 1 | 12530.5496
| R+Y2t7YhrztNd7df | 0.064081 | Hard (default) | 20 | 7.5027 | 1 | 0 | 0 | 0 | 0 | 1 |  | Feed | 0 | 1 | 137.2464
| 87fuILO7tJ91gJ1H | 3.8622 | Hard (default) | 65 | 827.2631 | 366.3403 | 0 | 0 | 0 | 0 | 0.74827 |  | Main | 0 | 1 | 10134.047
| BLpCowd/eCQatfoR | 11.0016 | Hard (default) | 65 | 2507.5841 | 454.2578 | 0 | 0 | 0 | 0 | 1 |  | Feed | 0 | 1 | 28867.0204
| 9ki73GcCb/+edZ96 | 5.9515 | Hard (default) | 65 | 1380.1965 | 491.9103 | 0 | 0 | 0 | 0 | 0.64 |  | Main | 0 | 1 | 15616.1628
| UKGCRLiJmd5ozFom | 5.0891 | Hard (default) | 125 | 1408.1431 | 1523.084 | 0 | 0 | 0 | 0 | 0.80548 |  | Main | 0 | 1 | 15593.4609
| oIGVBrGdQHDG3wfF | 8.6535 | Hard (default) | 80 | 2076.8584 | 617.186 | 0 | 0 | 0 | 0 | 0.7295 |  | Main | 0 | 1 | 23655.923
| G4dsCqf19vhLIgyY | 4.9969 | Hard (default) | 80 | 1183.1861 | 562.9321 | 0 | 0 | 0 | 0 | 0.65 |  | Main | 0 | 1 | 13659.8968
| BpD0lXwB3nGCUleU | 18.4966 | Hard (default) | 65 | 3921.4265 | 303.9934 | 0 | 0 | 0 | 0 | 0.72 |  | Main | 0 | 1 | 48533.418
| bUv0Vv/r8RB+vvfk | 15.1575 | Hard (default) | 20 | 1774.6522 | 1.778 | 0 | 0 | 0 | 0 | 1 |  | Feed | 0 | 1 | 32463.714
| NXoxWhsZdGOQeOZK | 16.3891 | Hard (default) | 80 | 3860.9155 | 542.574 | 0 | 0 | 0 | 0 | 0.63 |  | Main | 0 | 1 | 44802.7455
| cfXTIm2elnuJB3hj | 5.0851 | Hard (default) | 50 | 943.6915 | 148.3885 | 0 | 0 | 0 | 0 | 0.65 |  | Main | 0 | 1 | 12720.0102
| WjK9B6vXhNoFsFWa | 5.246 | Hard (default) | 80 | 1245.2567 | 610.5662 | 0 | 0 | 0 | 0 | 0.67 |  | Main | 0 | 1 | 14340.8441
| f2uF2XytZBV1LH7b | 13.1516 | Hard (default) | 80 | 3114.1166 | 562.9321 | 0 | 0 | 0 | 0 | 0.65 |  | Main | 0 | 1 | 35952.5118
| 67PA1c32hJfsJ7O9 | 20.1678 | Hard (default) | 32 | 2876.2855 | 49.6357 | 0 | 0 | 0 | 0 | 0.81 |  | Main | 0 | 1 | 48552.4468
| 5W+Vg1Fwlx2lobc/ | 5.9265 | Hard (default) | 50 | 1099.8399 | 148.3885 | 0 | 0 | 0 | 0 | 0.65 |  | Main | 0 | 1 | 14824.7341
| qI7nrFX6Aq51kWDP | 74.9389 | Hard (default) | 80 | 17008.7393 | 704.4251 | 0 | 0 | 0 | 0 | 1 |  | Feed | 0 | 1 | 204859.8242
| EMksAJe5ZKcZi09U | 24.392 | Hard (default) | 80 | 5536.2016 | 709.6362 | 0 | 0 | 0 | 0 | 1 |  | Feed | 0 | 1 | 66680.1501
| 4yjMaUNxSKbopcTy | 8.1598 | Hard (default) | 80 | 1958.3879 | 617.186 | 0 | 0 | 0 | 0 | 0.7295 |  | Main | 0 | 1 | 22306.515
| d1tY0qKsQYHQISKk | 40.7797 | Hard (default) | 400 | 15919.0477 | 26893.9839 | 0 | 0 | 0 | 0 | 0.62 |  | Main | 0 | 1 | 197437.3396
| s5BOMCpjBtlmryoq | 17.3943 | Hard (default) | 25 | 2177.5061 | 31.6073 | 0 | 0 | 0 | 0 | 1 |  | Feed | 0 | 1 | 37494.7149
| UQYxUicYBbBplIja | 7.1017 | Hard (default) | 80 | 1704.436 | 617.186 | 0 | 0 | 0 | 0 | 0.7295 |  | Main | 0 | 1 | 19413.9414
| iifei6IL4BU0YaRI | 6.1263 | Hard (default) | 50 | 1136.9148 | 148.3885 | 0 | 0 | 0 | 0 | 0.65 |  | Main | 0 | 1 | 15324.4658
| FcmRSjYbKV7KUwY0 | 1.2241 | Hard (default) | 25 | 165.2625 | 40.3157 | 0 | 0 | 0 | 0 | 1 |  | Feed | 0 | 1 | 2638.5699
| ROOWP7w6HmtkSDH7 | 92.9737 | Hard (default) | 250 | 33674.5681 | 13063.6951 | 0 | 0 | 0 | 0 | 0.63 |  | Main | 0 | 1 | 416414.2466
| Zd5xTnkmIA5eG0/L | 6.0045 | Hard (default) | 80 | 1441.1003 | 617.186 | 0 | 0 | 0 | 0 | 0.7295 |  | Main | 0 | 1 | 16414.4837
| pEwQaNLQzql74Ejs | 3.2349 | Hard (default) | 80 | 734.5699 | 706.6531 | 0 | 0 | 0 | 0 | 1 |  | Feed | 0 | 1 | 8843.3273
| vbzTX9luEKV2u7XN | 12.1951 | Hard (default) | 400 | 4760.5803 | 26893.9839 | 0 | 0 | 0 | 0 | 0.62 |  | Main | 0 | 1 | 59043.5005
| t0y/DtO+vFzX87Rv | 41.1904 | Hard (default) | 200 | 13329.8213 | 5175.2299 | 0 | 0 | 0 | 0 | 0.64 |  | Main | 0 | 1 | 158264.5538
| QgV5vQW2U3JlrYPu | 7.2712 | Hard (default) | 80 | 1721.7169 | 562.9321 | 0 | 0 | 0 | 0 | 0.65 |  | Main | 0 | 1 | 19877.2411
| uTgrhrEW07q1N3rA | 8.9481 | Hard (default) | 25 | 1118.4544 | 31.438 | 0 | 0 | 0 | 0 | 0.81 |  | Main | 0 | 1 | 19288.2224
| ptZTc7luQGgTBcA1 | 20.563 | Hard (default) | 125 | 5747.8537 | 1663.8583 | 0 | 0 | 0 | 0 | 0.81 |  | Main | 0 | 1 | 63007.3703
| Brc5Mf4ok/fG4MK2 | 2.7841 | Hard (default) | 50 | 516.6697 | 148.3885 | 0 | 0 | 0 | 0 | 0.65 |  | Main | 0 | 1 | 6964.1867
| WmVDFjHL/nDkXMAJ | 5.8325 | Hard (default) | 20 | 682.8731 | 1 | 0 | 0 | 0 | 0 | 1 |  | Feed | 0 | 1 | 12491.7972
| Rw6IGYfm7xkz43Qj | 7.3307 | Hard (default) | 65 | 1554.1719 | 303.9934 | 0 | 0 | 0 | 0 | 0.72 |  | Main | 0 | 1 | 19235.1627
| Cc6li9mvmOX+n1k0 | 4.8759 | Hard (default) | 80 | 1154.5504 | 562.9321 | 0 | 0 | 0 | 0 | 0.65 |  | Main | 0 | 1 | 13329.2977
| OLT6G7ljo4EVC3m0 | 30.8525 | Hard (default) | 125 | 8624.0186 | 1663.8583 | 0 | 0 | 0 | 0 | 0.81 |  | Main | 0 | 1 | 94535.5883
| 4bNFXn0/7jEcjc/E | 9.0975 | Hard (default) | 250 | 3305.4076 | 13386.7485 | 0 | 0 | 0 | 0 | 0.63 |  | Main | 0 | 1 | 40746.4495
| 8u5FTWEeyLH3qcaP | 10.2048 | Hard (default) | 20 | 1194.7788 | 1 | 0 | 0 | 0 | 0 | 1 |  | Feed | 0 | 1 | 21856.0888
| tz6aJPacPZsjO5cE | 13.5377 | Hard (default) | 300 | 4963.9445 | 14313.357 | 0 | 0 | 0 | 0 | 0.63218 |  | Main | 0 | 1 | 62269.9205
| 7Rw6XblErp0C8Pp3 | 19.2122 | Hard (default) | 80 | 4360.5568 | 723.924 | 0 | 0 | 0 | 0 | 1 |  | Feed | 0 | 1 | 52520.23
| CQ4nY6cyXBi8oAtX | 8.5109 | Hard (default) | 400 | 3327.1556 | 27339.5091 | 0 | 0 | 0 | 0 | 0.62 |  | Main | 0 | 1 | 41206.002
| WbLDDJBEfnSPp3uv | 78.2973 | Hard (default) | 125 | 21664.8844 | 1523.9644 | 0 | 0 | 0 | 0 | 0.80664 |  | Main | 0 | 1 | 239912.0771
| 1UlXZebL0zpAsT4J | 5.2137 | Hard (default) | 80 | 1234.5382 | 562.9321 | 0 | 0 | 0 | 0 | 0.65 |  | Main | 0 | 1 | 14252.7574
| Lohe8Lx+PbITktdy | 99.1112 | Hard (default) | 300 | 36341.6839 | 14313.357 | 0 | 0 | 0 | 0 | 0.63218 |  | Main | 0 | 1 | 455886.1937
| XWWwk1ylJ33iw7h1 | 4.104 | Hard (default) | 65 | 879.0605 | 366.3403 | 0 | 0 | 0 | 0 | 0.74827 |  | Main | 0 | 1 | 10768.5692
| hH9xfgm9EE8dLw5H | 4.5502 | Hard (default) | 40 | 770.0278 | 100.2958 | 0 | 0 | 0 | 0 | 1 |  | Feed | 0 | 1 | 11002.1667
| 1azYwQoQtJmRXzMr | 5.6194 | Hard (default) | 100 | 1448.5253 | 962.6011 | 0 | 0 | 0 | 0 | 0.64 |  | Main | 0 | 1 | 16485.705
| 2evigs2B8FdGvCOa | 0.96299 | Hard (default) | 80 | 228.5899 | 610.5662 | 0 | 0 | 0 | 0 | 0.67 |  | Main | 0 | 1 | 2632.5273
| zU2Yfv+knFQKLS7b | 49.8643 | Hard (default) | 300 | 18284.0392 | 14313.357 | 0 | 0 | 0 | 0 | 0.63218 |  | Main | 0 | 1 | 229363.0935

## Heat supplies
2 | Heat supplies
[21 empty] | Min OPEX |  |  | Highest Rank
| ID | type | name | capacity_kwp | AnnualOutput | source_temperature | capex_fixed | capex_per_kwp | opex_fixed | opex_per_kwp | opex_per_kwh | description | [8 empty] | 0.047522 |  |  | 1
| ID | Technology type | EC name | Technology capacity, kW | kWh/yr output, incl losses | Output T, °C | Capex, fixed | Capex, per kWp | Opex, fixed | Opex, per kWp | Opex, per kWh | System capacity | End of model | Phase | Fixed Opex, per kW (total) | Variable Opex, per kWh (total) | Capex, per kW (Total) | Phase 1 flag | Phase 2 flag | Phase 3 flag | Phase 1 ranking | Phase 2 ranking | Phase 3 ranking | Phase 1 priority | Phase 2 priority | Phase 3 priority | CoP
| 6Er0zUOG2+mqp8wB | Aquifer source HP | Sheperd's Bush AqSHP (33,679m²) | 5511.1089 | 17379834 | 80 | 1500000 | 1200 | 0 | 50.55 | 0.047522 | 3.0 MW of low carbon. Aquifer source HP. Assumed peak energy centre capacity of 5.5 MW. |  | 1 | 278586.5542 | 825922.3095 | 6613330.6641 | 1 | 0 | 0 | 1 | 1 | 1 | 1 | 1 | 1 | 2.7356
| ZZPOGOxPtrR1spVW | ASHP | White City ASHP | 45527.2734 | 92105774 | 80 | 1000000 | 800 | 0 | 50.55 | 0.053332 | 25.0 MW of low carbon. ASHP. Assumed peak energy centre capacity of 45.5 MW. |  | 1 | 2301403.6723 | 4912198.3802 | 36421818.75 | 1 | 0 | 0 | 1.1223 | 1.1223 | 1.1223 | 4 | 4 | 4 | 2.4376
| KEbCVx/G+f1kOV1Y | Aquifer source HP | Wormholt Park AqSHP (29,679m²) | 4856.5635 | 15315659 | 80 | 1500000 | 1200 | 0 | 50.55 | 0.047522 | 2.7 MW of low carbon. Aquifer source HP. Assumed peak energy centre capacity of 4.9 MW. |  | 1 | 245499.2837 | 727828.8419 | 5827876.1719 | 1 | 0 | 0 | 1 | 1 | 1 | 2 | 2 | 2 | 2.7356
| AEZkTGK07CXKCF8R | Waste exhaust heat (TfL) | Sheperd's Bush (TfL) | 919.584 | 2900000 | 80 | 2000000 | 1000 | 0 | 50.55 | 0.050233 | 0.5 MW of low carbon. Waste exhaust heat (TfL). Assumed peak energy centre capacity of 0.9 MW. |  | 1 | 46484.9704 | 145676.6609 | 919583.9844 | 1 | 0 | 0 | 1.0571 | 1.0571 | 1.0571 | 3 | 3 | 3 | 2.5879
| llaMCm41jZLxq+i+ | Aquifer source HP | Holland Park AqSHP (201,396m²) | 32955.7109 | 103929128 | 80 | 1500000 | 1200 | 0 | 50.55 | 0.06 | 18.1 MW of low carbon. Aquifer source HP. Assumed peak energy centre capacity of 33.0 MW. |  | 1 | 1665911.1879 | 6235747.68 | 39546853.125 | 1 | 0 | 0 | 1.2626 | 1.2626 | 1.2626 | 5 | 5 | 5 | 2.1667
| 0 | 0 | 0 | 0 | 0 | 0 | 0 | 0 | 0 | 0 | 0 | 0 |  |  | 0 | 0 | 0 |  | 0 | 0 |  |  |  | - | - | - | #DIV/0!
| 0 | 0 | 0 | 0 | 0 | 0 | 0 | 0 | 0 | 0 | 0 | 0 |  |  | 0 | 0 | 0 |  | 0 | 0 |  |  |  | - | - | - | #DIV/0!
| 0 | 0 | 0 | 0 | 0 | 0 | 0 | 0 | 0 | 0 | 0 | 0 |  |  | 0 | 0 | 0 |  | 0 | 0 |  |  |  | - | - | - | #DIV/0!
| 0 | 0 | 0 | 0 | 0 | 0 | 0 | 0 | 0 | 0 | 0 | 0 |  |  | 0 | 0 | 0 |  | 0 | 0 |  |  |  | - | - | - | #DIV/0!
| 0 | 0 | 0 | 0 | 0 | 0 | 0 | 0 | 0 | 0 | 0 | 0 |  |  | 0 | 0 | 0 |  | 0 | 0 |  |  |  | - | - | - | #DIV/0!
| 0 | 0 | 0 | 0 | 0 | 0 | 0 | 0 | 0 | 0 | 0 | 0 |  |  | 0 | 0 | 0 |  | 0 | 0 |  |  |  | - | - | - | #DIV/0!
| 0 | 0 | 0 | 0 | 0 | 0 | 0 | 0 | 0 | 0 | 0 | 0 |  |  | 0 | 0 | 0 |  | 0 | 0 |  |  |  | - | - | - | #DIV/0!
| 0 | 0 | 0 | 0 | 0 | 0 | 0 | 0 | 0 | 0 | 0 | 0 |  |  | 0 | 0 | 0 |  | 0 | 0 |  |  |  | - | - | - | #DIV/0!
| 0 | 0 | 0 | 0 | 0 | 0 | 0 | 0 | 0 | 0 | 0 | 0 |  |  | 0 | 0 | 0 |  | 0 | 0 |  |  |  | - | - | - | #DIV/0!
| 0 | 0 | 0 | 0 | 0 | 0 | 0 | 0 | 0 | 0 | 0 | 0 |  |  | 0 | 0 | 0 |  | 0 | 0 |  |  |  | - | - | - | #DIV/0!
| 0 | 0 | 0 | 0 | 0 | 0 | 0 | 0 | 0 | 0 | 0 | 0 |  |  | 0 | 0 | 0 |  | 0 | 0 |  |  |  | - | - | - | #DIV/0!
| 0 | 0 | 0 | 0 | 0 | 0 | 0 | 0 | 0 | 0 | 0 | 0 |  |  | 0 | 0 | 0 |  | 0 | 0 |  |  |  | - | - | - | #DIV/0!
| 0 | 0 | 0 | 0 | 0 | 0 | 0 | 0 | 0 | 0 | 0 | 0 |  |  | 0 | 0 | 0 |  | 0 | 0 |  |  |  | - | - | - | #DIV/0!
| 0 | 0 | 0 | 0 | 0 | 0 | 0 | 0 | 0 | 0 | 0 | 0 |  |  | 0 | 0 | 0 |  | 0 | 0 |  |  |  | - | - | - | #DIV/0!
| 0 | 0 | 0 | 0 | 0 | 0 | 0 | 0 | 0 | 0 | 0 | 0 |  |  | 0 | 0 | 0 |  | 0 | 0 |  |  |  | - | - | - | #DIV/0!
| 0 | 0 | 0 | 0 | 0 | 0 | 0 | 0 | 0 | 0 | 0 | 0 |  |  | 0 | 0 | 0 |  | 0 | 0 |  |  |  | - | - | - | #DIV/0!
| 0 | 0 | 0 | 0 | 0 | 0 | 0 | 0 | 0 | 0 | 0 | 0 |  |  | 0 | 0 | 0 |  | 0 | 0 |  |  |  | - | - | - | #DIV/0!
| 0 | 0 | 0 | 0 | 0 | 0 | 0 | 0 | 0 | 0 | 0 | 0 |  |  | 0 | 0 | 0 |  | 0 | 0 |  |  |  | - | - | - | #DIV/0!
| 0 | 0 | 0 | 0 | 0 | 0 | 0 | 0 | 0 | 0 | 0 | 0 |  |  | 0 | 0 | 0 |  | 0 | 0 |  |  |  | - | - | - | #DIV/0!

## Technical inputs
1 | Energy Generation
Heat network
|  | Phase 1 (cumulative) | Phase 2 (cumulative) | Phase 3 (cumulative)
| Commercial annual heat demand, kWh | 124399493.0147 | 124399493.0147 | 124399493.0147
| Residential annual heat demand, kWh | 235862.688 | 235862.688 | 235862.688
| Network heat losses, % | 10% | 10% | 10%
| Undiversified Peak demand, kW | 63297.9668 | 63297.9668 | 63297.9668
| Diversity at energy centre | 65% | 65% | 65%
| Diversified peak demand | 41143.6784 | 41143.6784 | 41143.6784
| ASHP capacity - % of peak demand | 50% | 50% | 50%
| Centralised ASHP COP | 2.7 | 2.7 | 2.7
| Borehole utilisation, % | 0% | 0% | 0%
| Centralised GSHP COP | 3.5 | 3.5 | 3.5
| Heat pump maintenance and services, £/MWh | 15 | 15 | 15
| Peak and reserve gas boiler capacity, % of peak demand | 0% | 0% | 0%
| Peak and reserve gas boiler efficiency, % | 90% | 90% | 90%
% demand delivered by gas peak and reserve boilers
| Peak and reserve gas boiler O&M, £/MWh | 3 | 3 | 3
| Peak and reserve electric boiler capacity, % of peak | 100% | 100% | 100%
| % demand delivered by electric peak and reserve boilers | 9.7% | 7% | 9.1%
| Peak and reserve electric boiler efficiency | 100% | 100% | 100%
| Peak and reserve electric boiler O&M, £/MWh | 1.5 | 1.5 | 1.5
| Peak and reserve electric boiler O&M annual fixed cost | 1000 | 1000 | 1000
| Energy centre parasitic load, % of heat demand | 2% | 2% | 2%
| Heat network maintenance costs, £/m | 5 | 5 | 5
| HIU maintenance costs, £/dwelling | 40 | 40 | 40
| Commercial connection maintenance cost, £/connection | 200 | 200 | 200
| Metering and billing costs, £/dwelling | 50 | 50 | 50
| Metering and billing costs, £/commercial connection | 150 | 150 | 150
Counterfactual
| Commercial ASHP COP | 2.4
| Residential ASHP COP | 2
| Electric heating efficiency, % | 100%
| Gas boiler efficiency, % | 85%
| Heat pump maintenance and service costs, % CAPEX | 5%
| Gas boiler maintenance cost, £/MWh | 3
| Electric boiler maintenance costs, £/MWh | 0
2 | Technology assumptions
| Plant replacement period, years | 20
Counterfactual
| Plant replacement period, years | 15
| Gas boilers, £/dwelling | 800
| Individual ASHPs, £/dwelling | 8320
| Electric heating, £/dwelling | 2000
| Commercial gas boiler, £/kW | 80
| Commercial ASHP, £/kW | 750
| Commercial electric heating, £/kW | 245
3 | Network
|  | Phase 1 (cumulative) | Phase 2 (cumulative) | Phase 3 (cumulative)
| Network spine lengths, m | 2100.6391 | 2100.6391 | 2100.6391
| Total | 2100.6391 | 2100.6391 | 2100.6391
4 | Scheme details
|  | Phase 1 (cumulative) | Phase 2 (cumulative) | Phase 3 (cumulative)
| Number of domestic connections | 28 | 28 | 28
| Number of non-domestic connections | 318 | 318 | 318
| Total capacity size of domestic connections, kW (undiversified) | 313.6187 | 313.6187 | 313.6187
| Total capacity size of non-domestic connections, kW (undiversified) | 62984.3481 | 62984.3481 | 62984.3481
4 | Network costing simpliefed
| Pipe sizes for steel (DN XXX) | Cost of pipe, £/m
|  | Hard (Default) | soft |  | Size, kW | Substation description | Type | Cost
| 20 | 2141.7531 | 618.5362 |  | 100 | Substation comprising 2 x 50 kW plate heat exchanges and associated equipment | Substation | 28145
| 25 | 2155.5749 | 630.6995 |  | 200 | Substation comprising 2 x 100 kW plate heat exchanges and associated equipment | Substation | 33110
| 32 | 2407.4299 | 714.2532 |  | 400 | Substation comprising 2 x 200 kW plate heat exchanges and associated equipment | Substation | 39765
| 40 | 2417.9351 | 723.4978 |  | 600 | Substation comprising 2 x 300 kW plate heat exchanges and associated equipment | Substation | 46352
| 50 | 2501.4349 | 777.5462 |  | 800 | Substation comprising 2 x 400 kW plate heat exchanges and associated equipment | Substation | 52882
| 65 | 2623.9041 | 859.2488 |  | 1000 | Substation comprising 2 x 500 kW plate heat exchanges and associated equipment | Substation | 60941
| 80 | 2733.6925 | 929.6074 |  | 1200 | Substation comprising 2 x 600 kW plate heat exchanges and associated equipment | Substation | 66238
| 100 | 2933.6878 | 1045.8534 |  | 1400 | Substation comprising 2 x 700 kW plate heat exchanges and associated equipment | Substation | 72438
| 125 | 3064.118 | 1127.0333 |  | 1600 | Substation comprising 2 x 800 kW plate heat exchanges and associated equipment | Substation | 80247
| 150 | 3280.1007 | 1276.3984 |  | 1800 | Substation comprising 2 x 900 kW plate heat exchanges and associated equipment | Substation | 88056
| 200 | 3842.2694 | 1604.2735 |  | 2000 | Substation comprising 2 x 1000 kW plate heat exchanges and associated equipment | Substation | 95865
| 250 | 4478.8396 | 2027.8648 |  | 2200 | Substation comprising 2 x 1100 kW plate heat exchanges and associated equipment | Substation | 103674
| 300 | 4599.7456 | 2060.6973 |  | 2400 | Substation comprising 2 x 1200 kW plate heat exchanges and associated equipment | Substation | 111483
| 350 | 4720.6515 | 2093.5297 |  | 2600 | Substation comprising 2 x 1300 kW plate heat exchanges and associated equipment | Substation | 119292
| 400 | 4841.5575 | 2126.3621 |  | 2800 | Substation comprising 2 x 1400 kW plate heat exchanges and associated equipment | Substation | 127101
| 450 | 4962.4635 | 2159.1946 |  | 3000 | Substation comprising 2 x 1600 kW plate heat exchanges and associated equipment | Substation | 134910
| 500 | 5083.3694 | 2192.027
| 600 | 5325.1813 | 2257.6919
| 700 | 5566.9932 | 2323.3567
| 800 | 5808.8051 | 2389.0216
| 900 | 6050.6171 | 2454.6864
| 1000 | 6292.429 | 2520.3513
THE END OF SHEET

## Operating model
1 | Operating model
Heat network
|  | Phase 1 ranking | Phase 2 ranking | Phase 3 ranking | Phase 1 (cumulative) | Phase 2 (cumulative) | Phase 3 (cumulative)
[5 empty] | 0 | 0 | 1
| Total network heat demand, kWh |  |  |  | 124635355.7027 | 124635355.7027 | 124635355.7027
| Network losses, kWh |  |  |  | 518962.5806 | 518962.5806 | 518962.5806
| Diversified peak demand |  |  |  | 41143.6784 | 41143.6784 | 41143.6784
| Total heat supplied by network, kWh |  |  |  | 125154318.2833 | 125154318.2833 | 125154318.2833
1 | Energy centre 1 prioritisation | 1 | 1 | 1 | Sheperd's Bush AqSHP (33,679m²) | Sheperd's Bush AqSHP (33,679m²) | Sheperd's Bush AqSHP (33,679m²)
2 | Energy centre 2 prioritisation | 2 | 2 | 2 | Wormholt Park AqSHP (29,679m²) | Wormholt Park AqSHP (29,679m²) | Wormholt Park AqSHP (29,679m²)
3 | Energy centre 3 prioritisation | 3 | 3 | 3 | Sheperd's Bush (TfL) | Sheperd's Bush (TfL) | Sheperd's Bush (TfL)
4 | Energy centre 4 prioritisation | 4 | 4 | 4 | White City ASHP | White City ASHP | White City ASHP
5 | Energy centre 5 prioritisation | 5 | 5 | 5 | Holland Park AqSHP (201,396m²) | Holland Park AqSHP (201,396m²) | Holland Park AqSHP (201,396m²)
6 | Energy centre 6 prioritisation
7 | Energy centre 7 prioritisation
8 | Energy centre 8 prioritisation
9 | Energy centre 9 prioritisation
10 | Energy centre 10 prioritisation
| Energy centre 1 heat generation |  |  |  | 17379834 | 17379834 | 17379834
| Energy centre 2 heat generation |  |  |  | 15315659 | 15315659 | 15315659
| Energy centre 3 heat generation |  |  |  | 2900000 | 2900000 | 2900000
| Energy centre 4 heat generation |  |  |  | 89558825.2833 | 89558825.2833 | 89558825.2833
| Energy centre 5 heat generation |  |  |  | 0 | 0 | 0
| Energy centre 6 heat generation |  |  |  | 0 | 0 | 0
| Energy centre 7 heat generation |  |  |  | 0 | 0 | 0
| Energy centre 8 heat generation |  |  |  | 0 | 0 | 0
| Energy centre 9 heat generation |  |  |  | 0 | 0 | 0
| Energy centre 10 heat generation |  |  |  | 0 | 0 | 0
| Energy centre 1 electricity requirement |  |  |  | 6353248.5347 | 6353248.5347 | 6353248.5347
| Energy centre 2 electricity requirement |  |  |  | 5598683.3994 | 5598683.3994 | 5598683.3994
| Energy centre 3 electricity requirement |  |  |  | 1120589.6996 | 1120589.6996 | 1120589.6996
| Energy centre 4 electricity requirement |  |  |  | 36741262.6546 | 36741262.6546 | 36741262.6546
| Energy centre 5 electricity requirement |  |  |  | 0 | 0 | 0
| Energy centre 6 electricity requirement |  |  |  | 0 | 0 | 0
| Energy centre 7 electricity requirement |  |  |  | 0 | 0 | 0
| Energy centre 8 electricity requirement |  |  |  | 0 | 0 | 0
| Energy centre 9 electricity requirement |  |  |  | 0 | 0 | 0
| Energy centre 10 electricity requirement |  |  |  | 0 | 0 | 0
| Energy centre 1 peak |  |  |  | 5511.1089 | 5511.1089 | 5511.1089
| Energy centre 2 peak |  |  |  | 4856.5635 | 4856.5635 | 4856.5635
| Energy centre 3 peak |  |  |  | 919.584 | 919.584 | 919.584
| Energy centre 4 peak |  |  |  | 29856.422 | 29856.422 | 29856.422
| Energy centre 5 peak |  |  |  | 0 | 0 | 0
| Energy centre 6 peak |  |  |  | 0 | 0 | 0
| Energy centre 7 peak |  |  |  | 0 | 0 | 0
| Energy centre 8 peak |  |  |  | 0 | 0 | 0
| Energy centre 9 peak |  |  |  | 0 | 0 | 0
| Energy centre 10 peak |  |  |  | 0 | 0 | 0
| Gas boiler capacity, kW |  |  |  | 0 | 0 | 0
| Electric boiler capacity, kW |  |  |  | 41143.6784 | 41143.6784 | 41143.6784
| Heat generated by energy centres, kWh |  |  |  | 125154318.2833 | 125154318.2833 | 125154318.2833
| Electricity requirements for heat generation, kWh |  |  |  | 49813784.2882 | 49813784.2882 | 49813784.2882
| Energy centre parasitic load, kWh |  |  |  | 2492707.1141 | 2492707.1141 | 2492707.1141
THE END OF SHEET

## OPEX
1 | Operational Expenditure
|  | Phase 1 (cumulative) | Phase 2 (cumulative) | Phase 3 (cumulative)
| Cost of fuel import | 0 | 0 | 1
| Prioritised Energy centre 1 (variable opex) | 825922.3095 | 825922.3095 | 825922.3095
| Prioritised Energy centre 2 (variable opex) | 727828.8419 | 727828.8419 | 727828.8419
| Prioritised Energy centre 3 (variable opex) | 145676.6609 | 145676.6609 | 145676.6609
| Prioritised Energy centre 4 (variable opex) | 4776364.1451 | 4776364.1451 | 4776364.1451
| Prioritised Energy centre 5 (variable opex) | 0 | 0 | 0
| Prioritised Energy centre 6 (variable opex) | 0 | 0 | 0
| Prioritised Energy centre 7 (variable opex) | 0 | 0 | 0
| Prioritised Energy centre 8 (variable opex) | 0 | 0 | 0
| Prioritised Energy centre 9 (variable opex) | 0 | 0 | 0
| Prioritised Energy centre 10 (variable opex) | 0 | 0 | 0
Cost of O&M
| Prioritised Energy centre 1 (fixed opex) | 278586.5542 | 278586.5542 | 278586.5542
| Prioritised Energy centre 2 (fixed opex) | 245499.2837 | 245499.2837 | 245499.2837
| Prioritised Energy centre 3 (fixed opex) | 46484.9704 | 46484.9704 | 46484.9704
| Prioritised Energy centre 4 (fixed opex) | 1509242.1342 | 1509242.1342 | 1509242.1342
| Prioritised Energy centre 5 (fixed opex) | 0 | 0 | 0
| Prioritised Energy centre 6 (fixed opex) | 0 | 0 | 0
| Prioritised Energy centre 7 (fixed opex) | 0 | 0 | 0
| Prioritised Energy centre 8 (fixed opex) | 0 | 0 | 0
| Prioritised Energy centre 9 (fixed opex) | 0 | 0 | 0
| Prioritised Energy centre 10 (fixed opex) | 0 | 0 | 0
Heat network
| Cost of heat generation | 6475791.9575 | 6475791.9575 | 6475791.9575
| Fixed opex, £ (O&M and standing charges) | 2079812.9426 | 2079812.9426 | 2079812.9426
| Metering and billing, pipework system monitoring and maintenance (incl HIUs and substations) | 124323.1953 | 124323.1953 | 124323.1953
| Staff | 632979.6675 | 632979.6675 | 632979.6675
| Insurance cost | 652106.2249 | 652106.2249 | 652106.2249
Counterfactual
| Heat pump maintenance and service costs | 3149217.4049 | 3149217.4049 | 3149217.4049
| Gas boilers maintenance and service costs | 0 | 0 | 0
| Electric boiler maintenance and service costs | 0 | 0 | 0
THE END OF SHEET

## CAPEX
1 | Capital Expenditure
Heat Network
|  | Assumptions (EC) | Fixed cost, £ | Input / size by Phase, kW |  |  | CAPEX rate | Units | Phase 1 (cumulative) | Phase 2 (cumulative) | Phase 3 (cumulative) | Risk contingency | Phase 1 (including contingency) | Phase 2 (including contingency) | Phase 3 (including contingency)
| Energy centre costs (incl. technology, back up, M&E, thermal storage, pumps, balance of plant, controls & prelims) |  |  | Phase 1 | Phase 2 | Phase 3
| Energy centre 1 | Sheperd's Bush AqSHP (33,679m²) | 1500000 | 5511.1089 | 5511.1089 | 5511.1089 | 1200 | £/kW | 8113330.6641 | 8113330.6641 | 8113330.6641 | 15% | 9330330.2637 | 9330330.2637 | 9330330.2637
| Energy centre 2 | White City ASHP | 1000000 | 29856.422 | 29856.422 | 29856.422 | 800 | £/kW | 24885137.6334 | 24885137.6334 | 24885137.6334 | 15% | 28617908.2785 | 28617908.2785 | 28617908.2785
| Energy centre 3 | Wormholt Park AqSHP (29,679m²) | 1500000 | 4856.5635 | 4856.5635 | 4856.5635 | 1200 | £/kW | 7327876.1719 | 7327876.1719 | 7327876.1719 | 15% | 8427057.5977 | 8427057.5977 | 8427057.5977
| Energy centre 4 | Sheperd's Bush (TfL) | 2000000 | 919.584 | 919.584 | 919.584 | 1000 | £/kW | 2919583.9844 | 2919583.9844 | 2919583.9844 | 15% | 3357521.582 | 3357521.582 | 3357521.582
| Energy centre 5 | Holland Park AqSHP (201,396m²) | 1500000 | 0 | 0 | 0 | 1200 | £/kW | 1500000 | 1500000 | 1500000 | 15% | 1725000 | 1725000 | 1725000
| Energy centre 6 | 0 | 0 | 0 | 0 | 0 | 0 | £/kW | 0 | 0 | 0 | 15% | 0 | 0 | 0
| Energy centre 7 | 0 | 0 | 0 | 0 | 0 | 0 | £/kW | 0 | 0 | 0 | 15% | 0 | 0 | 0
| Energy centre 8 | 0 | 0 | 0 | 0 | 0 | 0 | £/kW | 0 | 0 | 0 | 15% | 0 | 0 | 0
| Energy centre 9 | 0 | 0 | 0 | 0 | 0 | 0 | £/kW | 0 | 0 | 0 | 15% | 0 | 0 | 0
| Energy centre 10 | 0 | 0 | 0 | 0 | 0 | 0 | £/kW | 0 | 0 | 0 | 15% | 0 | 0 | 0
| Substations for building connections - (undiversified peak) | [7 empty] | 2063535.4748 | 2063535.4748 | 2063535.4748 | 15% | 2373065.796 | 2373065.796 | 2373065.796
| Secondary side plant room integration | [7 empty] | 3136434.5176 | 3136434.5176 | 3136434.5176 | 15% | 3606899.6953 | 3606899.6953 | 3606899.6953
| Energy centre total | [7 empty] | 49945898.4462 | 49945898.4462 | 49945898.4462 |  | 57437783.2132 | 57437783.2132 | 57437783.2132
| Heat network costs | [5 empty] | Network Length, m
| Network spine costs | [5 empty] | 2100.6391 |  | 6477366.0635 | 6477366.0635 | 6477366.0635 | 20% | 7772839.2761 | 7772839.2761 | 7772839.2761
| Total | [7 empty] | 56423264.5097 | 56423264.5097 | 56423264.5097 |  | 65210622.4893 | 65210622.4893 | 65210622.4893
| Grant funding | [7 empty] | 0 | 0 | 0 |  | 0 | 0 | 0
| Connection charges | [7 empty] | 0 | 0 | 0
| Total CAPEX including connection charges | [7 empty] | 56423264.5097 | 56423264.5097 | 56423264.5097 |  | 65210622.4893 | 65210622.4893 | 65210622.4893
Counterfactual
|  |  |  | Phase 1 | Phase 2 | Phase 3
|  | Rate | Units
| ASHPs and balance of plant (Cumulative) | 1000 | £/kW | 62984348.099 | 62984348.099 | 62984348.099
| Gas boilers and balance of plant (Cumulative) | 80 | £/kW | 5038747.8479 | 5038747.8479 | 5038747.8479
| Electric heater cost (Cumulative) | 245 | £/kW | 15431165.2843 | 15431165.2843 | 15431165.2843
|  |  | Total | 62984348.099 | 62984348.099 | 62984348.099
2 | Replacement costs
| Heat network | Phase 1 | Phase 2 | Phase 3
| Annualised replacement cost | 3260531.1245 | 3260531.1245 | 3260531.1245
Counterfactual
| Annualised replacement cost | 4198956.5399 | 4198956.5399 | 4198956.5399
3 | Substation cost
| Size, kW | Substation description | Type | Cost | Cost, £/kW
| 100 | Substation comprising 2 x 50 kW plate heat exchanges and associated equipment | Substation | 28145 | 281.45
| 200 | Substation comprising 2 x 100 kW plate heat exchanges and associated equipment | Substation | 33110 | 165.55
| 400 | Substation comprising 2 x 200 kW plate heat exchanges and associated equipment | Substation | 39765 | 99.4125
| 600 | Substation comprising 2 x 300 kW plate heat exchanges and associated equipment | Substation | 46352 | 77.2533
| 800 | Substation comprising 2 x 400 kW plate heat exchanges and associated equipment | Substation | 52882 | 66.1025
| 1000 | Substation comprising 2 x 500 kW plate heat exchanges and associated equipment | Substation | 60941 | 60.941
| 1200 | Substation comprising 2 x 600 kW plate heat exchanges and associated equipment | Substation | 66238 | 55.1983
| 1400 | Substation comprising 2 x 700 kW plate heat exchanges and associated equipment | Substation | 72438 | 51.7414
| 1600 | Substation comprising 2 x 800 kW plate heat exchanges and associated equipment | Substation | 80247 | 50.1544
Substation cost projection
| Exponential, k | -0.624
| Constant | 4547
| Max £/kW | 281.45
| Min £/kW | 50.1544
END OF SHEET

## Revenue
1 | Revenue
|  | Phase 1 (cumulative) | Phase 2 (cumulative) | Phase 3 (cumulative)
| Phase flag | 0 | 0 | 1
| Variable heat tariff revenue - industrial | 7528372.2215 | 7528372.2215 | 7528372.2215
| Variable heat tariff revenue - residential | 18869.015 | 18869.015 | 18869.015
| Variable heat tariff revenue - commercial / services | 9951959.4412 | 9951959.4412 | 9951959.4412
| Heat connection charge / Avoided costs | 1265959.3351 | 1265959.3351 | 1265959.3351
THE END OF SHEET

## Financial Analysis
1 | Financial Analysis
|  | Network year | 0 | 1 | 2 | 3 | 4 | 5 | 6 | 7 | 8 | 9 | 10 | 11 | 12 | 13 | 14 | 15 | 16 | 17 | 18 | 19 | 20 | 21 | 22 | 23 | 24 | 25 | 26 | 27 | 28 | 29 | 30 | 31 | 32 | 33 | 34 | 35 | 36 | 37 | 38 | 39 | 40 | 41 | 42 | 43 | 44 | 45 | 46 | 47 | 48 | 49 | 50 | 51 | 52 | 53 | 54 | 55 | 56 | 57 | 58 | 59 | 60
|  | Phase |  | 1 | 1 | 1 | 1 | 1 | 2 | 2 | 2 | 2 | 2 | 3 | 3 | 3 | 3 | 3 | 3 | 3 | 3 | 3 | 3 | 3 | 3 | 3 | 3 | 3 | 3 | 3 | 3 | 3 | 3 | 3 | 3 | 3 | 3 | 3 | 3 | 3 | 3 | 3 | 3 | 3 | 3 | 3 | 3 | 3 | 3 | 3 | 3 | 3 | 3 | 3 | 3 | 3 | 3 | 3 | 3 | 3 | 3 | 3 | 3
|  | Date | 2026-12-31 | 2027-12-31 | 2028-12-31 | 2029-12-31 | 2030-12-31 | 2031-12-31 | 2032-12-31 | 2033-12-31 | 2034-12-31 | 2035-12-31 | 2036-12-31 | 2037-12-31 | 2038-12-31 | 2039-12-31 | 2040-12-31 | 2041-12-31 | 2042-12-31 | 2043-12-31 | 2044-12-31 | 2045-12-31 | 2046-12-31 | 2047-12-31 | 2048-12-31 | 2049-12-31 | 2050-12-31 | 2051-12-31 | 2052-12-31 | 2053-12-31 | 2054-12-31 | 2055-12-31 | 2056-12-31 | 2057-12-31 | 2058-12-31 | 2059-12-31 | 2060-12-31 | 2061-12-31 | 2062-12-31 | 2063-12-31 | 2064-12-31 | 2065-12-31 | 2066-12-31 | 2067-12-31 | 2068-12-31 | 2069-12-31 | 2070-12-31 | 2071-12-31 | 2072-12-31 | 2073-12-31 | 2074-12-31 | 2075-12-31 | 2076-12-31 | 2077-12-31 | 2078-12-31 | 2079-12-31 | 2080-12-31 | 2081-12-31 | 2082-12-31 | 2083-12-31 | 2084-12-31 | 2085-12-31 | 2086-12-31
Phase 1 flag | bar: 1 to 60
| Phase 2 flag |  |  | 0 | 0 | 0 | 0 | 0 | 1 | 1 | 1 | 1 | 1 | 1 | 1 | 1 | 1 | 1 | 1 | 1 | 1 | 1 | 1 | 1 | 1 | 1 | 1 | 1 | 1 | 1 | 1 | 1 | 1 | 1 | 1 | 1 | 1 | 1 | 1 | 1 | 1 | 1 | 1 | 1 | 1 | 1 | 1 | 1 | 1 | 1 | 1 | 1 | 1 | 1 | 1 | 1 | 1 | 1 | 1 | 1 | 1 | 1 | 1
| Phase 3 flag |  |  | 0 | 0 | 0 | 0 | 0 | 0 | 0 | 0 | 0 | 0 | 1 | 1 | 1 | 1 | 1 | 1 | 1 | 1 | 1 | 1 | 1 | 1 | 1 | 1 | 1 | 1 | 1 | 1 | 1 | 1 | 1 | 1 | 1 | 1 | 1 | 1 | 1 | 1 | 1 | 1 | 1 | 1 | 1 | 1 | 1 | 1 | 1 | 1 | 1 | 1 | 1 | 1 | 1 | 1 | 1 | 1 | 1 | 1 | 1 | 1
| Phase 1 capital costs flag |  | 1 | 0 | 0 | 0 | 0 | 0 | 0 | 0 | 0 | 0 | 0 | 0 | 0 | 0 | 0 | 0 | 0 | 0 | 0 | 0 | 0 | 0 | 0 | 0 | 0 | 0 | 0 | 0 | 0 | 0 | 0 | 0 | 0 | 0 | 0 | 0 | 0 | 0 | 0 | 0 | 0 | 0 | 0 | 0 | 0 | 0 | 0 | 0 | 0 | 0 | 0 | 0 | 0 | 0 | 0 | 0 | 0 | 0 | 0 | 0 | 0
| Phase 2 capital costs flag |  | 0 | 0 | 0 | 0 | 0 | 1 | 0 | 0 | 0 | 0 | 0 | 0 | 0 | 0 | 0 | 0 | 0 | 0 | 0 | 0 | 0 | 0 | 0 | 0 | 0 | 0 | 0 | 0 | 0 | 0 | 0 | 0 | 0 | 0 | 0 | 0 | 0 | 0 | 0 | 0 | 0 | 0 | 0 | 0 | 0 | 0 | 0 | 0 | 0 | 0 | 0 | 0 | 0 | 0 | 0 | 0 | 0 | 0 | 0 | 0 | 0
| Phase 3 capital costs flag |  | 0 | 0 | 0 | 0 | 0 | 0 | 0 | 0 | 0 | 0 | 1 | 0 | 0 | 0 | 0 | 0 | 0 | 0 | 0 | 0 | 0 | 0 | 0 | 0 | 0 | 0 | 0 | 0 | 0 | 0 | 0 | 0 | 0 | 0 | 0 | 0 | 0 | 0 | 0 | 0 | 0 | 0 | 0 | 0 | 0 | 0 | 0 | 0 | 0 | 0 | 0 | 0 | 0 | 0 | 0 | 0 | 0 | 0 | 0 | 0 | 0
ENERGY DEMANDS AND GENERATION
Heat network
| Commercial demand, kWh |  |  | 124399493.0147 | 124399493.0147 | 124399493.0147 | 124399493.0147 | 124399493.0147 | 124399493.0147 | 124399493.0147 | 124399493.0147 | 124399493.0147 | 124399493.0147 | 124399493.0147 | 124399493.0147 | 124399493.0147 | 124399493.0147 | 124399493.0147 | 124399493.0147 | 124399493.0147 | 124399493.0147 | 124399493.0147 | 124399493.0147 | 124399493.0147 | 124399493.0147 | 124399493.0147 | 124399493.0147 | 124399493.0147 | 124399493.0147 | 124399493.0147 | 124399493.0147 | 124399493.0147 | 124399493.0147 | 124399493.0147 | 124399493.0147 | 124399493.0147 | 124399493.0147 | 124399493.0147 | 124399493.0147 | 124399493.0147 | 124399493.0147 | 124399493.0147 | 124399493.0147 | 124399493.0147 | 124399493.0147 | 124399493.0147 | 124399493.0147 | 124399493.0147 | 124399493.0147 | 124399493.0147 | 124399493.0147 | 124399493.0147 | 124399493.0147 | 124399493.0147 | 124399493.0147 | 124399493.0147 | 124399493.0147 | 124399493.0147 | 124399493.0147 | 124399493.0147 | 124399493.0147 | 124399493.0147 | 124399493.0147
| Residential demand, kWh |  |  | 235862.688 | 235862.688 | 235862.688 | 235862.688 | 235862.688 | 235862.688 | 235862.688 | 235862.688 | 235862.688 | 235862.688 | 235862.688 | 235862.688 | 235862.688 | 235862.688 | 235862.688 | 235862.688 | 235862.688 | 235862.688 | 235862.688 | 235862.688 | 235862.688 | 235862.688 | 235862.688 | 235862.688 | 235862.688 | 235862.688 | 235862.688 | 235862.688 | 235862.688 | 235862.688 | 235862.688 | 235862.688 | 235862.688 | 235862.688 | 235862.688 | 235862.688 | 235862.688 | 235862.688 | 235862.688 | 235862.688 | 235862.688 | 235862.688 | 235862.688 | 235862.688 | 235862.688 | 235862.688 | 235862.688 | 235862.688 | 235862.688 | 235862.688 | 235862.688 | 235862.688 | 235862.688 | 235862.688 | 235862.688 | 235862.688 | 235862.688 | 235862.688 | 235862.688 | 235862.688
| Heat demand from network connections, kWh |  |  | 124635355.7027 | 124635355.7027 | 124635355.7027 | 124635355.7027 | 124635355.7027 | 124635355.7027 | 124635355.7027 | 124635355.7027 | 124635355.7027 | 124635355.7027 | 124635355.7027 | 124635355.7027 | 124635355.7027 | 124635355.7027 | 124635355.7027 | 124635355.7027 | 124635355.7027 | 124635355.7027 | 124635355.7027 | 124635355.7027 | 124635355.7027 | 124635355.7027 | 124635355.7027 | 124635355.7027 | 124635355.7027 | 124635355.7027 | 124635355.7027 | 124635355.7027 | 124635355.7027 | 124635355.7027 | 124635355.7027 | 124635355.7027 | 124635355.7027 | 124635355.7027 | 124635355.7027 | 124635355.7027 | 124635355.7027 | 124635355.7027 | 124635355.7027 | 124635355.7027 | 124635355.7027 | 124635355.7027 | 124635355.7027 | 124635355.7027 | 124635355.7027 | 124635355.7027 | 124635355.7027 | 124635355.7027 | 124635355.7027 | 124635355.7027 | 124635355.7027 | 124635355.7027 | 124635355.7027 | 124635355.7027 | 124635355.7027 | 124635355.7027 | 124635355.7027 | 124635355.7027 | 124635355.7027 | 124635355.7027
| Network losses, kWh |  |  | 518962.5806 | 518962.5806 | 518962.5806 | 518962.5806 | 518962.5806 | 518962.5806 | 518962.5806 | 518962.5806 | 518962.5806 | 518962.5806 | 518962.5806 | 518962.5806 | 518962.5806 | 518962.5806 | 518962.5806 | 518962.5806 | 518962.5806 | 518962.5806 | 518962.5806 | 518962.5806 | 518962.5806 | 518962.5806 | 518962.5806 | 518962.5806 | 518962.5806 | 518962.5806 | 518962.5806 | 518962.5806 | 518962.5806 | 518962.5806 | 518962.5806 | 518962.5806 | 518962.5806 | 518962.5806 | 518962.5806 | 518962.5806 | 518962.5806 | 518962.5806 | 518962.5806 | 518962.5806 | 518962.5806 | 518962.5806 | 518962.5806 | 518962.5806 | 518962.5806 | 518962.5806 | 518962.5806 | 518962.5806 | 518962.5806 | 518962.5806 | 518962.5806 | 518962.5806 | 518962.5806 | 518962.5806 | 518962.5806 | 518962.5806 | 518962.5806 | 518962.5806 | 518962.5806 | 518962.5806
| Total network heat demand, kWh |  |  | 125154318.2833 | 125154318.2833 | 125154318.2833 | 125154318.2833 | 125154318.2833 | 125154318.2833 | 125154318.2833 | 125154318.2833 | 125154318.2833 | 125154318.2833 | 125154318.2833 | 125154318.2833 | 125154318.2833 | 125154318.2833 | 125154318.2833 | 125154318.2833 | 125154318.2833 | 125154318.2833 | 125154318.2833 | 125154318.2833 | 125154318.2833 | 125154318.2833 | 125154318.2833 | 125154318.2833 | 125154318.2833 | 125154318.2833 | 125154318.2833 | 125154318.2833 | 125154318.2833 | 125154318.2833 | 125154318.2833 | 125154318.2833 | 125154318.2833 | 125154318.2833 | 125154318.2833 | 125154318.2833 | 125154318.2833 | 125154318.2833 | 125154318.2833 | 125154318.2833 | 125154318.2833 | 125154318.2833 | 125154318.2833 | 125154318.2833 | 125154318.2833 | 125154318.2833 | 125154318.2833 | 125154318.2833 | 125154318.2833 | 125154318.2833 | 125154318.2833 | 125154318.2833 | 125154318.2833 | 125154318.2833 | 125154318.2833 | 125154318.2833 | 125154318.2833 | 125154318.2833 | 125154318.2833 | 125154318.2833
| Electricity requirement for DHN, kWh |  |  | 49813784.2882 | 49813784.2882 | 49813784.2882 | 49813784.2882 | 49813784.2882 | 49813784.2882 | 49813784.2882 | 49813784.2882 | 49813784.2882 | 49813784.2882 | 49813784.2882 | 49813784.2882 | 49813784.2882 | 49813784.2882 | 49813784.2882 | 49813784.2882 | 49813784.2882 | 49813784.2882 | 49813784.2882 | 49813784.2882 | 49813784.2882 | 49813784.2882 | 49813784.2882 | 49813784.2882 | 49813784.2882 | 49813784.2882 | 49813784.2882 | 49813784.2882 | 49813784.2882 | 49813784.2882 | 49813784.2882 | 49813784.2882 | 49813784.2882 | 49813784.2882 | 49813784.2882 | 49813784.2882 | 49813784.2882 | 49813784.2882 | 49813784.2882 | 49813784.2882 | 49813784.2882 | 49813784.2882 | 49813784.2882 | 49813784.2882 | 49813784.2882 | 49813784.2882 | 49813784.2882 | 49813784.2882 | 49813784.2882 | 49813784.2882 | 49813784.2882 | 49813784.2882 | 49813784.2882 | 49813784.2882 | 49813784.2882 | 49813784.2882 | 49813784.2882 | 49813784.2882 | 49813784.2882 | 49813784.2882
| Parasitic load electricity demand, kWh |  |  | 2492707.1141 | 2492707.1141 | 2492707.1141 | 2492707.1141 | 2492707.1141 | 2492707.1141 | 2492707.1141 | 2492707.1141 | 2492707.1141 | 2492707.1141 | 2492707.1141 | 2492707.1141 | 2492707.1141 | 2492707.1141 | 2492707.1141 | 2492707.1141 | 2492707.1141 | 2492707.1141 | 2492707.1141 | 2492707.1141 | 2492707.1141 | 2492707.1141 | 2492707.1141 | 2492707.1141 | 2492707.1141 | 2492707.1141 | 2492707.1141 | 2492707.1141 | 2492707.1141 | 2492707.1141 | 2492707.1141 | 2492707.1141 | 2492707.1141 | 2492707.1141 | 2492707.1141 | 2492707.1141 | 2492707.1141 | 2492707.1141 | 2492707.1141 | 2492707.1141 | 2492707.1141 | 2492707.1141 | 2492707.1141 | 2492707.1141 | 2492707.1141 | 2492707.1141 | 2492707.1141 | 2492707.1141 | 2492707.1141 | 2492707.1141 | 2492707.1141 | 2492707.1141 | 2492707.1141 | 2492707.1141 | 2492707.1141 | 2492707.1141 | 2492707.1141 | 2492707.1141 | 2492707.1141 | 2492707.1141
| Energy centre electricity demand (parasitic load + HP + electric boilers), kWh |  |  | 52306491.4023 | 52306491.4023 | 52306491.4023 | 52306491.4023 | 52306491.4023 | 52306491.4023 | 52306491.4023 | 52306491.4023 | 52306491.4023 | 52306491.4023 | 52306491.4023 | 52306491.4023 | 52306491.4023 | 52306491.4023 | 52306491.4023 | 52306491.4023 | 52306491.4023 | 52306491.4023 | 52306491.4023 | 52306491.4023 | 52306491.4023 | 52306491.4023 | 52306491.4023 | 52306491.4023 | 52306491.4023 | 52306491.4023 | 52306491.4023 | 52306491.4023 | 52306491.4023 | 52306491.4023 | 52306491.4023 | 52306491.4023 | 52306491.4023 | 52306491.4023 | 52306491.4023 | 52306491.4023 | 52306491.4023 | 52306491.4023 | 52306491.4023 | 52306491.4023 | 52306491.4023 | 52306491.4023 | 52306491.4023 | 52306491.4023 | 52306491.4023 | 52306491.4023 | 52306491.4023 | 52306491.4023 | 52306491.4023 | 52306491.4023 | 52306491.4023 | 52306491.4023 | 52306491.4023 | 52306491.4023 | 52306491.4023 | 52306491.4023 | 52306491.4023 | 52306491.4023 | 52306491.4023 | 52306491.4023
Counterfactual solution
| Commercial demand, kWh |  |  | 124399493.0147 | 124399493.0147 | 124399493.0147 | 124399493.0147 | 124399493.0147 | 124399493.0147 | 124399493.0147 | 124399493.0147 | 124399493.0147 | 124399493.0147 | 124399493.0147 | 124399493.0147 | 124399493.0147 | 124399493.0147 | 124399493.0147 | 124399493.0147 | 124399493.0147 | 124399493.0147 | 124399493.0147 | 124399493.0147 | 124399493.0147 | 124399493.0147 | 124399493.0147 | 124399493.0147 | 124399493.0147 | 124399493.0147 | 124399493.0147 | 124399493.0147 | 124399493.0147 | 124399493.0147 | 124399493.0147 | 124399493.0147 | 124399493.0147 | 124399493.0147 | 124399493.0147 | 124399493.0147 | 124399493.0147 | 124399493.0147 | 124399493.0147 | 124399493.0147 | 124399493.0147 | 124399493.0147 | 124399493.0147 | 124399493.0147 | 124399493.0147 | 124399493.0147 | 124399493.0147 | 124399493.0147 | 124399493.0147 | 124399493.0147 | 124399493.0147 | 124399493.0147 | 124399493.0147 | 124399493.0147 | 124399493.0147 | 124399493.0147 | 124399493.0147 | 124399493.0147 | 124399493.0147 | 124399493.0147
| Residential demand, kWh |  |  | 235862.688 | 235862.688 | 235862.688 | 235862.688 | 235862.688 | 235862.688 | 235862.688 | 235862.688 | 235862.688 | 235862.688 | 235862.688 | 235862.688 | 235862.688 | 235862.688 | 235862.688 | 235862.688 | 235862.688 | 235862.688 | 235862.688 | 235862.688 | 235862.688 | 235862.688 | 235862.688 | 235862.688 | 235862.688 | 235862.688 | 235862.688 | 235862.688 | 235862.688 | 235862.688 | 235862.688 | 235862.688 | 235862.688 | 235862.688 | 235862.688 | 235862.688 | 235862.688 | 235862.688 | 235862.688 | 235862.688 | 235862.688 | 235862.688 | 235862.688 | 235862.688 | 235862.688 | 235862.688 | 235862.688 | 235862.688 | 235862.688 | 235862.688 | 235862.688 | 235862.688 | 235862.688 | 235862.688 | 235862.688 | 235862.688 | 235862.688 | 235862.688 | 235862.688 | 235862.688
| Total heat demand, kWh |  |  | 124635355.7027 | 124635355.7027 | 124635355.7027 | 124635355.7027 | 124635355.7027 | 124635355.7027 | 124635355.7027 | 124635355.7027 | 124635355.7027 | 124635355.7027 | 124635355.7027 | 124635355.7027 | 124635355.7027 | 124635355.7027 | 124635355.7027 | 124635355.7027 | 124635355.7027 | 124635355.7027 | 124635355.7027 | 124635355.7027 | 124635355.7027 | 124635355.7027 | 124635355.7027 | 124635355.7027 | 124635355.7027 | 124635355.7027 | 124635355.7027 | 124635355.7027 | 124635355.7027 | 124635355.7027 | 124635355.7027 | 124635355.7027 | 124635355.7027 | 124635355.7027 | 124635355.7027 | 124635355.7027 | 124635355.7027 | 124635355.7027 | 124635355.7027 | 124635355.7027 | 124635355.7027 | 124635355.7027 | 124635355.7027 | 124635355.7027 | 124635355.7027 | 124635355.7027 | 124635355.7027 | 124635355.7027 | 124635355.7027 | 124635355.7027 | 124635355.7027 | 124635355.7027 | 124635355.7027 | 124635355.7027 | 124635355.7027 | 124635355.7027 | 124635355.7027 | 124635355.7027 | 124635355.7027 | 124635355.7027
| Electricity requirement for commercial, kWh |  |  | 51833122.0895 | 51833122.0895 | 51833122.0895 | 51833122.0895 | 51833122.0895 | 51833122.0895 | 51833122.0895 | 51833122.0895 | 51833122.0895 | 51833122.0895 | 51833122.0895 | 51833122.0895 | 51833122.0895 | 51833122.0895 | 51833122.0895 | 51833122.0895 | 51833122.0895 | 51833122.0895 | 51833122.0895 | 51833122.0895 | 51833122.0895 | 51833122.0895 | 51833122.0895 | 51833122.0895 | 51833122.0895 | 51833122.0895 | 51833122.0895 | 51833122.0895 | 51833122.0895 | 51833122.0895 | 51833122.0895 | 51833122.0895 | 51833122.0895 | 51833122.0895 | 51833122.0895 | 51833122.0895 | 51833122.0895 | 51833122.0895 | 51833122.0895 | 51833122.0895 | 51833122.0895 | 51833122.0895 | 51833122.0895 | 51833122.0895 | 51833122.0895 | 51833122.0895 | 51833122.0895 | 51833122.0895 | 51833122.0895 | 51833122.0895 | 51833122.0895 | 51833122.0895 | 51833122.0895 | 51833122.0895 | 51833122.0895 | 51833122.0895 | 51833122.0895 | 51833122.0895 | 51833122.0895 | 51833122.0895
| Electricity requirement for residential, kWh |  |  | 117931.344 | 117931.344 | 117931.344 | 117931.344 | 117931.344 | 117931.344 | 117931.344 | 117931.344 | 117931.344 | 117931.344 | 117931.344 | 117931.344 | 117931.344 | 117931.344 | 117931.344 | 117931.344 | 117931.344 | 117931.344 | 117931.344 | 117931.344 | 117931.344 | 117931.344 | 117931.344 | 117931.344 | 117931.344 | 117931.344 | 117931.344 | 117931.344 | 117931.344 | 117931.344 | 117931.344 | 117931.344 | 117931.344 | 117931.344 | 117931.344 | 117931.344 | 117931.344 | 117931.344 | 117931.344 | 117931.344 | 117931.344 | 117931.344 | 117931.344 | 117931.344 | 117931.344 | 117931.344 | 117931.344 | 117931.344 | 117931.344 | 117931.344 | 117931.344 | 117931.344 | 117931.344 | 117931.344 | 117931.344 | 117931.344 | 117931.344 | 117931.344 | 117931.344 | 117931.344
| Gas requirement for commercial, kWh |  |  | 0 | 0 | 0 | 0 | 0 | 0 | 0 | 0 | 0 | 0 | 0 | 0 | 0 | 0 | 0 | 0 | 0 | 0 | 0 | 0 | 0 | 0 | 0 | 0 | 0 | 0 | 0 | 0 | 0 | 0 | 0 | 0 | 0 | 0 | 0 | 0 | 0 | 0 | 0 | 0 | 0 | 0 | 0 | 0 | 0 | 0 | 0 | 0 | 0 | 0 | 0 | 0 | 0 | 0 | 0 | 0 | 0 | 0 | 0 | 0
| Gas requirement for residential, kWh |  |  | 0 | 0 | 0 | 0 | 0 | 0 | 0 | 0 | 0 | 0 | 0 | 0 | 0 | 0 | 0 | 0 | 0 | 0 | 0 | 0 | 0 | 0 | 0 | 0 | 0 | 0 | 0 | 0 | 0 | 0 | 0 | 0 | 0 | 0 | 0 | 0 | 0 | 0 | 0 | 0 | 0 | 0 | 0 | 0 | 0 | 0 | 0 | 0 | 0 | 0 | 0 | 0 | 0 | 0 | 0 | 0 | 0 | 0 | 0 | 0
TARIFF INDEXATION
| BEIS price projections flag | 1
| Fixed indexation flag | 0
Indexing for natural gas
| Industrial |  |  | 108.8% | 110.5% | 112.2% | 113.8% | 115.5% | 117.1% | 118.8% | 120.5% | 122.1% | 122.1% | 122.1% | 122% | 122% | 122% | 122% | 122% | 122% | 122% | 122% | 122% | 122% | 122% | 122% | 122% | 122% | 122% | 122% | 122% | 122% | 122% | 122% | 122% | 122% | 122% | 122% | 122% | 122% | 122% | 122% | 122% | 122% | 122% | 122% | 122% | 122% | 122% | 122% | 122% | 122% | 122% | 122% | 122% | 122% | 122% | 122% | 122% | 122% | 122% | 122% | 122%
| Residential |  |  | 102.1% | 103% | 103.4% | 103.9% | 104.3% | 104.8% | 105.2% | 105.8% | 106.4% | 107.1% | 107% | 106.9% | 106.8% | 106.7% | 106.7% | 106.7% | 106.7% | 106.7% | 106.7% | 106.7% | 106.7% | 106.7% | 106.7% | 106.7% | 106.7% | 106.7% | 106.7% | 106.7% | 106.7% | 106.7% | 106.7% | 106.7% | 106.7% | 106.7% | 106.7% | 106.7% | 106.7% | 106.7% | 106.7% | 106.7% | 106.7% | 106.7% | 106.7% | 106.7% | 106.7% | 106.7% | 106.7% | 106.7% | 106.7% | 106.7% | 106.7% | 106.7% | 106.7% | 106.7% | 106.7% | 106.7% | 106.7% | 106.7% | 106.7% | 106.7%
| Commercial/services |  |  | 108.3% | 109.7% | 111.2% | 112.5% | 113.9% | 115.2% | 116.6% | 117.9% | 119.3% | 119.3% | 119.3% | 119.2% | 119.2% | 119.2% | 119.2% | 119.2% | 119.2% | 119.2% | 119.2% | 119.2% | 119.2% | 119.2% | 119.2% | 119.2% | 119.2% | 119.2% | 119.2% | 119.2% | 119.2% | 119.2% | 119.2% | 119.2% | 119.2% | 119.2% | 119.2% | 119.2% | 119.2% | 119.2% | 119.2% | 119.2% | 119.2% | 119.2% | 119.2% | 119.2% | 119.2% | 119.2% | 119.2% | 119.2% | 119.2% | 119.2% | 119.2% | 119.2% | 119.2% | 119.2% | 119.2% | 119.2% | 119.2% | 119.2% | 119.2% | 119.2%
Indexing for grid electricity
| Industrial |  |  | 100.7% | 98.23% | 97.19% | 98.03% | 95.83% | 94.9% | 93.2% | 91.47% | 90.8% | 91.03% | 91.17% | 92.45% | 92.18% | 91.56% | 91.56% | 91.56% | 91.56% | 91.56% | 91.56% | 91.56% | 91.56% | 91.56% | 91.56% | 91.56% | 91.56% | 91.56% | 91.56% | 91.56% | 91.56% | 91.56% | 91.56% | 91.56% | 91.56% | 91.56% | 91.56% | 91.56% | 91.56% | 91.56% | 91.56% | 91.56% | 91.56% | 91.56% | 91.56% | 91.56% | 91.56% | 91.56% | 91.56% | 91.56% | 91.56% | 91.56% | 91.56% | 91.56% | 91.56% | 91.56% | 91.56% | 91.56% | 91.56% | 91.56% | 91.56% | 91.56%
| Residential |  |  | 100.1% | 99.78% | 98.99% | 100.8% | 100.6% | 98.33% | 95.81% | 94.47% | 93.11% | 92.46% | 92.22% | 91.43% | 92.76% | 91.35% | 91.35% | 91.35% | 91.35% | 91.35% | 91.35% | 91.35% | 91.35% | 91.35% | 91.35% | 91.35% | 91.35% | 91.35% | 91.35% | 91.35% | 91.35% | 91.35% | 91.35% | 91.35% | 91.35% | 91.35% | 91.35% | 91.35% | 91.35% | 91.35% | 91.35% | 91.35% | 91.35% | 91.35% | 91.35% | 91.35% | 91.35% | 91.35% | 91.35% | 91.35% | 91.35% | 91.35% | 91.35% | 91.35% | 91.35% | 91.35% | 91.35% | 91.35% | 91.35% | 91.35% | 91.35% | 91.35%
| Commercial/services |  |  | 100.2% | 97.83% | 96.96% | 98.22% | 98.77% | 97.36% | 95.14% | 93.11% | 92.19% | 91.56% | 90.26% | 90.98% | 90.58% | 89.72% | 89.72% | 89.72% | 89.72% | 89.72% | 89.72% | 89.72% | 89.72% | 89.72% | 89.72% | 89.72% | 89.72% | 89.72% | 89.72% | 89.72% | 89.72% | 89.72% | 89.72% | 89.72% | 89.72% | 89.72% | 89.72% | 89.72% | 89.72% | 89.72% | 89.72% | 89.72% | 89.72% | 89.72% | 89.72% | 89.72% | 89.72% | 89.72% | 89.72% | 89.72% | 89.72% | 89.72% | 89.72% | 89.72% | 89.72% | 89.72% | 89.72% | 89.72% | 89.72% | 89.72% | 89.72% | 89.72%
DISCOUNT RATES
| Discount rate |  | 3.5% | 3.5% | 3.5% | 3.5% | 3.5% | 3.5% | 3.5% | 3.5% | 3.5% | 3.5% | 3.5% | 3.5% | 3.5% | 3.5% | 3.5% | 3.5% | 3.5% | 3.5% | 3.5% | 3.5% | 3.5% | 3.5% | 3.5% | 3.5% | 3.5% | 3.5% | 3.5% | 3.5% | 3.5% | 3.5% | 3% | 3% | 3% | 3% | 3% | 3% | 3% | 3% | 3% | 3% | 3% | 3% | 3% | 3% | 3% | 3% | 3% | 3% | 3% | 3% | 3% | 3% | 3% | 3% | 3% | 3% | 3% | 3% | 3% | 3% | 3%
| Real discount rate |  | 100% | 96.62% | 93.35% | 90.19% | 87.14% | 84.2% | 81.35% | 78.6% | 75.94% | 73.37% | 70.89% | 68.49% | 66.18% | 63.94% | 61.78% | 59.69% | 57.67% | 55.72% | 53.84% | 52.02% | 50.26% | 48.56% | 46.92% | 45.33% | 43.8% | 42.31% | 40.88% | 39.5% | 38.17% | 36.87% | 41.2% | 40% | 38.83% | 37.7% | 36.6% | 35.54% | 34.5% | 33.5% | 32.52% | 31.58% | 30.66% | 29.76% | 28.9% | 28.05% | 27.24% | 26.44% | 25.67% | 24.93% | 24.2% | 23.5% | 22.81% | 22.15% | 21.5% | 20.88% | 20.27% | 19.68% | 19.1% | 18.55% | 18.01% | 17.48% | 16.97%
OPERATIONAL EXPENDITURE
Heat network
| Import electricity costs for heat pump, electric boilers, energy centre and pumps, incl. CCL |  |  | 6486451.2749 | 6334965.54 | 6279233.5849 | 6360233.9974 | 6396220.6737 | 6304599.767 | 6161143.7936 | 6029355.5565 | 5969931.3324 | 5929508.4314 | 5845040.4431 | 5891665.1321 | 5865583.7161 | 5809833.077 | 5809833.077 | 5809833.077 | 5809833.077 | 5809833.077 | 5809833.077 | 5809833.077 | 5809833.077 | 5809833.077 | 5809833.077 | 5809833.077 | 5809833.077 | 5809833.077 | 5809833.077 | 5809833.077 | 5809833.077 | 5809833.077 | 5809833.077 | 5809833.077 | 5809833.077 | 5809833.077 | 5809833.077 | 5809833.077 | 5809833.077 | 5809833.077 | 5809833.077 | 5809833.077 | 5809833.077 | 5809833.077 | 5809833.077 | 5809833.077 | 5809833.077 | 5809833.077 | 5809833.077 | 5809833.077 | 5809833.077 | 5809833.077 | 5809833.077 | 5809833.077 | 5809833.077 | 5809833.077 | 5809833.077 | 5809833.077 | 5809833.077 | 5809833.077 | 5809833.077 | 5809833.077
| Maintenance and service costs, electricity standing charge |  |  | 2079812.9426 | 2079812.9426 | 2079812.9426 | 2079812.9426 | 2079812.9426 | 2079812.9426 | 2079812.9426 | 2079812.9426 | 2079812.9426 | 2079812.9426 | 2079812.9426 | 2079812.9426 | 2079812.9426 | 2079812.9426 | 2079812.9426 | 2079812.9426 | 2079812.9426 | 2079812.9426 | 2079812.9426 | 2079812.9426 | 2079812.9426 | 2079812.9426 | 2079812.9426 | 2079812.9426 | 2079812.9426 | 2079812.9426 | 2079812.9426 | 2079812.9426 | 2079812.9426 | 2079812.9426 | 2079812.9426 | 2079812.9426 | 2079812.9426 | 2079812.9426 | 2079812.9426 | 2079812.9426 | 2079812.9426 | 2079812.9426 | 2079812.9426 | 2079812.9426 | 2079812.9426 | 2079812.9426 | 2079812.9426 | 2079812.9426 | 2079812.9426 | 2079812.9426 | 2079812.9426 | 2079812.9426 | 2079812.9426 | 2079812.9426 | 2079812.9426 | 2079812.9426 | 2079812.9426 | 2079812.9426 | 2079812.9426 | 2079812.9426 | 2079812.9426 | 2079812.9426 | 2079812.9426 | 2079812.9426
| Pipework system monitoring and maintenance |  |  | 124323.1953 | 124323.1953 | 124323.1953 | 124323.1953 | 124323.1953 | 124323.1953 | 124323.1953 | 124323.1953 | 124323.1953 | 124323.1953 | 124323.1953 | 124323.1953 | 124323.1953 | 124323.1953 | 124323.1953 | 124323.1953 | 124323.1953 | 124323.1953 | 124323.1953 | 124323.1953 | 124323.1953 | 124323.1953 | 124323.1953 | 124323.1953 | 124323.1953 | 124323.1953 | 124323.1953 | 124323.1953 | 124323.1953 | 124323.1953 | 124323.1953 | 124323.1953 | 124323.1953 | 124323.1953 | 124323.1953 | 124323.1953 | 124323.1953 | 124323.1953 | 124323.1953 | 124323.1953 | 124323.1953 | 124323.1953 | 124323.1953 | 124323.1953 | 124323.1953 | 124323.1953 | 124323.1953 | 124323.1953 | 124323.1953 | 124323.1953 | 124323.1953 | 124323.1953 | 124323.1953 | 124323.1953 | 124323.1953 | 124323.1953 | 124323.1953 | 124323.1953 | 124323.1953 | 124323.1953
| Staff |  |  | 632979.6675 | 632979.6675 | 632979.6675 | 632979.6675 | 632979.6675 | 632979.6675 | 632979.6675 | 632979.6675 | 632979.6675 | 632979.6675 | 632979.6675 | 632979.6675 | 632979.6675 | 632979.6675 | 632979.6675 | 632979.6675 | 632979.6675 | 632979.6675 | 632979.6675 | 632979.6675 | 632979.6675 | 632979.6675 | 632979.6675 | 632979.6675 | 632979.6675 | 632979.6675 | 632979.6675 | 632979.6675 | 632979.6675 | 632979.6675 | 632979.6675 | 632979.6675 | 632979.6675 | 632979.6675 | 632979.6675 | 632979.6675 | 632979.6675 | 632979.6675 | 632979.6675 | 632979.6675 | 632979.6675 | 632979.6675 | 632979.6675 | 632979.6675 | 632979.6675 | 632979.6675 | 632979.6675 | 632979.6675 | 632979.6675 | 632979.6675 | 632979.6675 | 632979.6675 | 632979.6675 | 632979.6675 | 632979.6675 | 632979.6675 | 632979.6675 | 632979.6675 | 632979.6675 | 632979.6675
| Insurance cost |  |  | 652106.2249 | 652106.2249 | 652106.2249 | 652106.2249 | 652106.2249 | 652106.2249 | 652106.2249 | 652106.2249 | 652106.2249 | 652106.2249 | 652106.2249 | 652106.2249 | 652106.2249 | 652106.2249 | 652106.2249 | 652106.2249 | 652106.2249 | 652106.2249 | 652106.2249 | 652106.2249 | 652106.2249 | 652106.2249 | 652106.2249 | 652106.2249 | 652106.2249 | 652106.2249 | 652106.2249 | 652106.2249 | 652106.2249 | 652106.2249 | 652106.2249 | 652106.2249 | 652106.2249 | 652106.2249 | 652106.2249 | 652106.2249 | 652106.2249 | 652106.2249 | 652106.2249 | 652106.2249 | 652106.2249 | 652106.2249 | 652106.2249 | 652106.2249 | 652106.2249 | 652106.2249 | 652106.2249 | 652106.2249 | 652106.2249 | 652106.2249 | 652106.2249 | 652106.2249 | 652106.2249 | 652106.2249 | 652106.2249 | 652106.2249 | 652106.2249 | 652106.2249 | 652106.2249 | 652106.2249
| Total OPEX |  |  | 9975673.3052 | 9824187.5703 | 9768455.6152 | 9849456.0277 | 9885442.704 | 9793821.7973 | 9650365.8239 | 9518577.5868 | 9459153.3627 | 9418730.4617 | 9334262.4734 | 9380887.1624 | 9354805.7464 | 9299055.1073 | 9299055.1073 | 9299055.1073 | 9299055.1073 | 9299055.1073 | 9299055.1073 | 9299055.1073 | 9299055.1073 | 9299055.1073 | 9299055.1073 | 9299055.1073 | 9299055.1073 | 9299055.1073 | 9299055.1073 | 9299055.1073 | 9299055.1073 | 9299055.1073 | 9299055.1073 | 9299055.1073 | 9299055.1073 | 9299055.1073 | 9299055.1073 | 9299055.1073 | 9299055.1073 | 9299055.1073 | 9299055.1073 | 9299055.1073 | 9299055.1073 | 9299055.1073 | 9299055.1073 | 9299055.1073 | 9299055.1073 | 9299055.1073 | 9299055.1073 | 9299055.1073 | 9299055.1073 | 9299055.1073 | 9299055.1073 | 9299055.1073 | 9299055.1073 | 9299055.1073 | 9299055.1073 | 9299055.1073 | 9299055.1073 | 9299055.1073 | 9299055.1073 | 9299055.1073
Counterfactual
| Import electricity costs |  |  | 7804451.1494 | 7804451.1494 | 7804451.1494 | 7804451.1494 | 7804451.1494 | 7804451.1494 | 7804451.1494 | 7804451.1494 | 7804451.1494 | 7804451.1494 | 7804451.1494 | 7804451.1494 | 7804451.1494 | 7804451.1494 | 7804451.1494 | 7804451.1494 | 7804451.1494 | 7804451.1494 | 7804451.1494 | 7804451.1494 | 7804451.1494 | 7804451.1494 | 7804451.1494 | 7804451.1494 | 7804451.1494 | 7804451.1494 | 7804451.1494 | 7804451.1494 | 7804451.1494 | 7804451.1494 | 7804451.1494 | 7804451.1494 | 7804451.1494 | 7804451.1494 | 7804451.1494 | 7804451.1494 | 7804451.1494 | 7804451.1494 | 7804451.1494 | 7804451.1494 | 7804451.1494 | 7804451.1494 | 7804451.1494 | 7804451.1494 | 7804451.1494 | 7804451.1494 | 7804451.1494 | 7804451.1494 | 7804451.1494 | 7804451.1494 | 7804451.1494 | 7804451.1494 | 7804451.1494 | 7804451.1494 | 7804451.1494 | 7804451.1494 | 7804451.1494 | 7804451.1494 | 7804451.1494 | 7804451.1494
| CCL costs for electricity import |  |  | 401706.6962 | 401706.6962 | 401706.6962 | 401706.6962 | 401706.6962 | 401706.6962 | 401706.6962 | 401706.6962 | 401706.6962 | 401706.6962 | 401706.6962 | 401706.6962 | 401706.6962 | 401706.6962 | 401706.6962 | 401706.6962 | 401706.6962 | 401706.6962 | 401706.6962 | 401706.6962 | 401706.6962 | 401706.6962 | 401706.6962 | 401706.6962 | 401706.6962 | 401706.6962 | 401706.6962 | 401706.6962 | 401706.6962 | 401706.6962 | 401706.6962 | 401706.6962 | 401706.6962 | 401706.6962 | 401706.6962 | 401706.6962 | 401706.6962 | 401706.6962 | 401706.6962 | 401706.6962 | 401706.6962 | 401706.6962 | 401706.6962 | 401706.6962 | 401706.6962 | 401706.6962 | 401706.6962 | 401706.6962 | 401706.6962 | 401706.6962 | 401706.6962 | 401706.6962 | 401706.6962 | 401706.6962 | 401706.6962 | 401706.6962 | 401706.6962 | 401706.6962 | 401706.6962 | 401706.6962
| Heat pump maintenance and service costs |  |  | 3149217.4049 | 3149217.4049 | 3149217.4049 | 3149217.4049 | 3149217.4049 | 3149217.4049 | 3149217.4049 | 3149217.4049 | 3149217.4049 | 3149217.4049 | 3149217.4049 | 3149217.4049 | 3149217.4049 | 3149217.4049 | 3149217.4049 | 3149217.4049 | 3149217.4049 | 3149217.4049 | 3149217.4049 | 3149217.4049 | 3149217.4049 | 3149217.4049 | 3149217.4049 | 3149217.4049 | 3149217.4049 | 3149217.4049 | 3149217.4049 | 3149217.4049 | 3149217.4049 | 3149217.4049 | 3149217.4049 | 3149217.4049 | 3149217.4049 | 3149217.4049 | 3149217.4049 | 3149217.4049 | 3149217.4049 | 3149217.4049 | 3149217.4049 | 3149217.4049 | 3149217.4049 | 3149217.4049 | 3149217.4049 | 3149217.4049 | 3149217.4049 | 3149217.4049 | 3149217.4049 | 3149217.4049 | 3149217.4049 | 3149217.4049 | 3149217.4049 | 3149217.4049 | 3149217.4049 | 3149217.4049 | 3149217.4049 | 3149217.4049 | 3149217.4049 | 3149217.4049 | 3149217.4049 | 3149217.4049
| Total OPEX |  |  | 11355375.2506 | 11355375.2506 | 11355375.2506 | 11355375.2506 | 11355375.2506 | 11355375.2506 | 11355375.2506 | 11355375.2506 | 11355375.2506 | 11355375.2506 | 11355375.2506 | 11355375.2506 | 11355375.2506 | 11355375.2506 | 11355375.2506 | 11355375.2506 | 11355375.2506 | 11355375.2506 | 11355375.2506 | 11355375.2506 | 11355375.2506 | 11355375.2506 | 11355375.2506 | 11355375.2506 | 11355375.2506 | 11355375.2506 | 11355375.2506 | 11355375.2506 | 11355375.2506 | 11355375.2506 | 11355375.2506 | 11355375.2506 | 11355375.2506 | 11355375.2506 | 11355375.2506 | 11355375.2506 | 11355375.2506 | 11355375.2506 | 11355375.2506 | 11355375.2506 | 11355375.2506 | 11355375.2506 | 11355375.2506 | 11355375.2506 | 11355375.2506 | 11355375.2506 | 11355375.2506 | 11355375.2506 | 11355375.2506 | 11355375.2506 | 11355375.2506 | 11355375.2506 | 11355375.2506 | 11355375.2506 | 11355375.2506 | 11355375.2506 | 11355375.2506 | 11355375.2506 | 11355375.2506 | 11355375.2506
REVENUE
| Heat tariff revenue |  |  | 17528004.8048 | 17118652.6682 | 16968051.0626 | 17186934.3254 | 17284179.2761 | 17036596.7961 | 16648943.0724 | 16292818.4744 | 16132239.4395 | 16023006.7059 | 15794753.1909 | 15920744.6981 | 15850266.2244 | 15699614.13 | 15699614.13 | 15699614.13 | 15699614.13 | 15699614.13 | 15699614.13 | 15699614.13 | 15699614.13 | 15699614.13 | 15699614.13 | 15699614.13 | 15699614.13 | 15699614.13 | 15699614.13 | 15699614.13 | 15699614.13 | 15699614.13 | 15699614.13 | 15699614.13 | 15699614.13 | 15699614.13 | 15699614.13 | 15699614.13 | 15699614.13 | 15699614.13 | 15699614.13 | 15699614.13 | 15699614.13 | 15699614.13 | 15699614.13 | 15699614.13 | 15699614.13 | 15699614.13 | 15699614.13 | 15699614.13 | 15699614.13 | 15699614.13 | 15699614.13 | 15699614.13 | 15699614.13 | 15699614.13 | 15699614.13 | 15699614.13 | 15699614.13 | 15699614.13 | 15699614.13 | 15699614.13
| Connection charges/avoided costs |  |  | 1265959.3351 | 1265959.3351 | 1265959.3351 | 1265959.3351 | 1265959.3351 | 1265959.3351 | 1265959.3351 | 1265959.3351 | 1265959.3351 | 1265959.3351 | 1265959.3351 | 1265959.3351 | 1265959.3351 | 1265959.3351 | 1265959.3351 | 1265959.3351 | 1265959.3351 | 1265959.3351 | 1265959.3351 | 1265959.3351 | 1265959.3351 | 1265959.3351 | 1265959.3351 | 1265959.3351 | 1265959.3351 | 1265959.3351 | 1265959.3351 | 1265959.3351 | 1265959.3351 | 1265959.3351 | 1265959.3351 | 1265959.3351 | 1265959.3351 | 1265959.3351 | 1265959.3351 | 1265959.3351 | 1265959.3351 | 1265959.3351 | 1265959.3351 | 1265959.3351 | 1265959.3351 | 1265959.3351 | 1265959.3351 | 1265959.3351 | 1265959.3351 | 1265959.3351 | 1265959.3351 | 1265959.3351 | 1265959.3351 | 1265959.3351 | 1265959.3351 | 1265959.3351 | 1265959.3351 | 1265959.3351 | 1265959.3351 | 1265959.3351 | 1265959.3351 | 1265959.3351 | 1265959.3351 | 1265959.3351
| Total revenue |  |  | 18793964.1399 | 18384612.0032 | 18234010.3977 | 18452893.6605 | 18550138.6111 | 18302556.1312 | 17914902.4075 | 17558777.8095 | 17398198.7746 | 17288966.041 | 17060712.5259 | 17186704.0331 | 17116225.5594 | 16965573.465 | 16965573.465 | 16965573.465 | 16965573.465 | 16965573.465 | 16965573.465 | 16965573.465 | 16965573.465 | 16965573.465 | 16965573.465 | 16965573.465 | 16965573.465 | 16965573.465 | 16965573.465 | 16965573.465 | 16965573.465 | 16965573.465 | 16965573.465 | 16965573.465 | 16965573.465 | 16965573.465 | 16965573.465 | 16965573.465 | 16965573.465 | 16965573.465 | 16965573.465 | 16965573.465 | 16965573.465 | 16965573.465 | 16965573.465 | 16965573.465 | 16965573.465 | 16965573.465 | 16965573.465 | 16965573.465 | 16965573.465 | 16965573.465 | 16965573.465 | 16965573.465 | 16965573.465 | 16965573.465 | 16965573.465 | 16965573.465 | 16965573.465 | 16965573.465 | 16965573.465 | 16965573.465
| GRANT FUNDING |  | 0 | 0 | 0 | 0 | 0 | 0 | 0 | 0 | 0 | 0 | 0 | 0 | 0 | 0 | 0 | 0 | 0 | 0 | 0 | 0 | 0 | 0 | 0 | 0 | 0 | 0 | 0 | 0 | 0 | 0 | 0 | 0 | 0 | 0 | 0 | 0 | 0 | 0 | 0 | 0 | 0 | 0 | 0 | 0 | 0 | 0 | 0 | 0 | 0 | 0 | 0 | 0 | 0 | 0 | 0 | 0 | 0 | 0 | 0 | 0 | 0
CAPITAL COSTS
Heat network
| Including connection charges |  | 65210622.4893 | 0 | 0 | 0 | 0 | 0 | 0 | 0 | 0 | 0 | 0 | 0 | 0 | 0 | 0 | 0 | 0 | 0 | 0 | 0 | 0 | 0 | 0 | 0 | 0 | 0 | 0 | 0 | 0 | 0 | 0 | 0 | 0 | 0 | 0 | 0 | 0 | 0 | 0 | 0 | 0 | 0 | 0 | 0 | 0 | 0 | 0 | 0 | 0 | 0 | 0 | 0 | 0 | 0 | 0 | 0 | 0 | 0 | 0 | 0 | 0
| Not including connection charges |  | 65210622.4893 | 0 | 0 | 0 | 0 | 0 | 0 | 0 | 0 | 0 | 0 | 0 | 0 | 0 | 0 | 0 | 0 | 0 | 0 | 0 | 0 | 0 | 0 | 0 | 0 | 0 | 0 | 0 | 0 | 0 | 0 | 0 | 0 | 0 | 0 | 0 | 0 | 0 | 0 | 0 | 0 | 0 | 0 | 0 | 0 | 0 | 0 | 0 | 0 | 0 | 0 | 0 | 0 | 0 | 0 | 0 | 0 | 0 | 0 | 0 | 0
| Counterfactual |  | 62984348.099 | 0 | 0 | 0 | 0 | 0 | 0 | 0 | 0 | 0 | 0 | 0 | 0 | 0 | 0 | 0 | 0 | 0 | 0 | 0 | 0 | 0 | 0 | 0 | 0 | 0 | 0 | 0 | 0 | 0 | 0 | 0 | 0 | 0 | 0 | 0 | 0 | 0 | 0 | 0 | 0 | 0 | 0 | 0 | 0 | 0 | 0 | 0 | 0 | 0 | 0 | 0 | 0 | 0 | 0 | 0 | 0 | 0 | 0 | 0 | 0
REPLACEMENT COSTS
| Heat network |  |  | 3260531.1245 | 3260531.1245 | 3260531.1245 | 3260531.1245 | 3260531.1245 | 3260531.1245 | 3260531.1245 | 3260531.1245 | 3260531.1245 | 3260531.1245 | 3260531.1245 | 3260531.1245 | 3260531.1245 | 3260531.1245 | 3260531.1245 | 3260531.1245 | 3260531.1245 | 3260531.1245 | 3260531.1245 | 3260531.1245 | 3260531.1245 | 3260531.1245 | 3260531.1245 | 3260531.1245 | 3260531.1245 | 3260531.1245 | 3260531.1245 | 3260531.1245 | 3260531.1245 | 3260531.1245 | 3260531.1245 | 3260531.1245 | 3260531.1245 | 3260531.1245 | 3260531.1245 | 3260531.1245 | 3260531.1245 | 3260531.1245 | 3260531.1245 | 3260531.1245 | 3260531.1245 | 3260531.1245 | 3260531.1245 | 3260531.1245 | 3260531.1245 | 3260531.1245 | 3260531.1245 | 3260531.1245 | 3260531.1245 | 3260531.1245 | 3260531.1245 | 3260531.1245 | 3260531.1245 | 3260531.1245 | 3260531.1245 | 3260531.1245 | 3260531.1245 | 3260531.1245 | 3260531.1245 | 3260531.1245
| Counterfactual |  |  | 4198956.5399 | 4198956.5399 | 4198956.5399 | 4198956.5399 | 4198956.5399 | 4198956.5399 | 4198956.5399 | 4198956.5399 | 4198956.5399 | 4198956.5399 | 4198956.5399 | 4198956.5399 | 4198956.5399 | 4198956.5399 | 4198956.5399 | 4198956.5399 | 4198956.5399 | 4198956.5399 | 4198956.5399 | 4198956.5399 | 4198956.5399 | 4198956.5399 | 4198956.5399 | 4198956.5399 | 4198956.5399 | 4198956.5399 | 4198956.5399 | 4198956.5399 | 4198956.5399 | 4198956.5399 | 4198956.5399 | 4198956.5399 | 4198956.5399 | 4198956.5399 | 4198956.5399 | 4198956.5399 | 4198956.5399 | 4198956.5399 | 4198956.5399 | 4198956.5399 | 4198956.5399 | 4198956.5399 | 4198956.5399 | 4198956.5399 | 4198956.5399 | 4198956.5399 | 4198956.5399 | 4198956.5399 | 4198956.5399 | 4198956.5399 | 4198956.5399 | 4198956.5399 | 4198956.5399 | 4198956.5399 | 4198956.5399 | 4198956.5399 | 4198956.5399 | 4198956.5399 | 4198956.5399 | 4198956.5399
DISCOUNTED HEAT DEMAND AND COSTS
Heat network
| Discounted heat demand, kWh |  |  | 120420633.5292 | 116348438.1924 | 112413949.9444 | 108612512.0236 | 104939625.1435 | 101390942.1677 | 97962262.9639 | 94649529.4338 | 91448820.7089 | 88356348.5111 | 85368452.6677 | 82481596.7804 | 79692364.039 | 76997453.1778 | 74393674.5679 | 71877946.4424 | 69447291.2487 | 67098832.1244 | 64829789.4921 | 62637477.7702 | 60519302.1934 | 58472755.7424 | 56495416.1763 | 54584943.1655 | 52739075.5222 | 50955628.5239 | 49232491.3274 | 47567624.4709 | 45959057.4598 | 51348116.3171 | 49852540.1137 | 48400524.3822 | 46990800.3711 | 45622136.2826 | 44293336.1967 | 43003239.0259 | 41750717.5009 | 40534677.1853 | 39354055.5197 | 38207820.8929 | 37094971.7407 | 36014535.6706 | 34965568.6122 | 33947153.9925 | 32958401.9344 | 31998448.48 | 31066454.835 | 30161606.6359 | 29283113.2387 | 28430207.0279 | 27602142.7455 | 26798196.8403 | 26017666.8353 | 25259870.7139 | 24524146.3241 | 23809850.8001 | 23116360.0001 | 22443067.9613 | 21789386.3702 | 21154744.0487
| Discounted revenue |  |  | 16935270.3428 | 15980445.4416 | 15304209.8853 | 14977420.3358 | 14552815.1616 | 13859282.4705 | 13085918.7599 | 12372954.6328 | 11836723.7276 | 11359010.906 | 10818548.4975 | 10536082.9375 | 10134726.049 | 9698935.7239 | 9370952.3902 | 9054060.2804 | 8747884.3289 | 8452062.1535 | 8166243.6266 | 7890090.4605 | 7623275.8072 | 7365483.8717 | 7116409.5379 | 6875758.0076 | 6643244.4518 | 6418593.6732 | 6201539.7809 | 5991825.8753 | 5789203.7442 | 6468033.1511 | 6279643.836 | 6096741.5883 | 5919166.5906 | 5746763.6802 | 5579382.2138 | 5416875.9357 | 5259102.8502 | 5105925.0973 | 4957208.8323 | 4812824.1091 | 4672644.7661 | 4536548.3166 | 4404415.8413 | 4276131.8848 | 4151584.3542 | 4030664.4215 | 3913266.4287 | 3799287.7948 | 3688628.927 | 3581193.133 | 3476886.5369 | 3375617.997 | 3277299.0262 | 3181843.7148 | 3089168.6551 | 2999192.869 | 2911837.7369 | 2827026.9291 | 2744686.3389 | 2664744.0183
| Discounted connection charges |  |  | 1223149.116 | 1181786.5855 | 1141822.7879 | 1103210.4231 | 1065903.7905 | 1029858.7347 | 995032.594 | 961384.1487 | 928873.5737 | 897462.39 | 867113.4203 | 837790.7443 | 809459.6563 | 782086.6244 | 755639.2507 | 730086.2325 | 705397.3261 | 681543.3102 | 658495.9519 | 636227.9729 | 614713.0173 | 593925.6206 | 573841.1793 | 554435.922 | 535686.8812 | 517571.8659 | 500069.4356 | 483158.875 | 466820.1691 | 521558.4841 | 506367.4603 | 491618.8935 | 477299.8966 | 463397.9579 | 449900.93 | 436797.0194 | 424074.7761 | 411723.0836 | 399731.1491 | 388088.4943 | 376784.9459 | 365810.6271 | 355155.9487 | 344811.6006 | 334768.5443 | 325018.0042 | 315551.4604 | 306360.6411 | 297437.5157 | 288774.2871 | 280363.3855 | 272197.4616 | 264269.3802 | 256572.2138 | 249099.2367 | 241843.9191 | 234799.9215 | 227961.0888 | 221321.4455 | 214875.1898
| Discounted capital costs |  | 65210622.4893 | 0 | 0 | 0 | 0 | 0 | 0 | 0 | 0 | 0 | 0 | 0 | 0 | 0 | 0 | 0 | 0 | 0 | 0 | 0 | 0 | 0 | 0 | 0 | 0 | 0 | 0 | 0 | 0 | 0 | 0 | 0 | 0 | 0 | 0 | 0 | 0 | 0 | 0 | 0 | 0 | 0 | 0 | 0 | 0 | 0 | 0 | 0 | 0 | 0 | 0 | 0 | 0 | 0 | 0 | 0 | 0 | 0 | 0 | 0 | 0
| Discounted replacement costs |  |  | 3150271.6178 | 3043740.6936 | 2940812.2643 | 2841364.5066 | 2745279.7165 | 2652444.1705 | 2562747.9909 | 2476085.0153 | 2392352.6718 | 2311451.8568 | 2233286.8182 | 2157765.0417 | 2084797.1418 | 2014296.7553 | 1946180.4399 | 1880367.5748 | 1816780.2655 | 1755343.2517 | 1695983.8181 | 1638631.7083 | 1583219.0418 | 1529680.2336 | 1477951.9166 | 1427972.8662 | 1379683.9287 | 1333027.9505 | 1287949.7106 | 1244395.8557 | 1202314.8364 | 1343295.6523 | 1304170.5362 | 1266184.9866 | 1229305.8122 | 1193500.7886 | 1158738.6297 | 1124988.9608 | 1092222.2921 | 1060409.9923 | 1029524.2644 | 999538.1208 | 970425.36 | 942160.5437 | 914718.9744 | 888076.6742 | 862210.3633 | 837097.4401 | 812715.9613 | 789044.6226 | 766062.7404 | 743750.2334 | 722087.6052 | 701055.9274 | 680636.8227 | 660812.4492 | 641565.4847 | 622879.1113 | 604737.0013 | 587123.3022 | 570022.6235 | 553420.0229
| Discounted operating costs |  |  | 9638331.6958 | 9170984.2193 | 8810587.2878 | 8583231.9024 | 8323277.4993 | 7967280.3423 | 7585100.3049 | 7228517.8182 | 6940473.7929 | 6677115.2255 | 6393463.072 | 6208114.4472 | 5981501.6441 | 5744786.9121 | 5550518.7556 | 5362820.0537 | 5181468.651 | 5006249.9043 | 4836956.4293 | 4673387.8544 | 4515350.5839 | 4362657.569 | 4215128.086 | 4072587.5227 | 3934867.1717 | 3801804.0306 | 3673240.6093 | 3549024.7433 | 3429009.4138 | 3831087.5802 | 3719502.5051 | 3611167.4806 | 3505987.8453 | 3403871.6944 | 3304729.8004 | 3208475.5344 | 3115024.7907 | 3024295.9133 | 2936209.6245 | 2850688.9559 | 2767659.1805 | 2687047.748 | 2608784.2214 | 2532800.2149 | 2459029.3349 | 2387407.1212 | 2317870.9915 | 2250360.1859 | 2184815.7145 | 2121180.3053 | 2059398.3547 | 1999415.8783 | 1941180.4644 | 1884641.2276 | 1829748.7646 | 1776455.1113 | 1724713.7003 | 1674479.3207 | 1625708.0783 | 1578357.3576
Counterfactual
| Discounted heat demand, kWh |  |  | 120420633.5292 | 116348438.1924 | 112413949.9444 | 108612512.0236 | 104939625.1435 | 101390942.1677 | 97962262.9639 | 94649529.4338 | 91448820.7089 | 88356348.5111 | 85368452.6677 | 82481596.7804 | 79692364.039 | 76997453.1778 | 74393674.5679 | 71877946.4424 | 69447291.2487 | 67098832.1244 | 64829789.4921 | 62637477.7702 | 60519302.1934 | 58472755.7424 | 56495416.1763 | 54584943.1655 | 52739075.5222 | 50955628.5239 | 49232491.3274 | 47567624.4709 | 45959057.4598 | 51348116.3171 | 49852540.1137 | 48400524.3822 | 46990800.3711 | 45622136.2826 | 44293336.1967 | 43003239.0259 | 41750717.5009 | 40534677.1853 | 39354055.5197 | 38207820.8929 | 37094971.7407 | 36014535.6706 | 34965568.6122 | 33947153.9925 | 32958401.9344 | 31998448.48 | 31066454.835 | 30161606.6359 | 29283113.2387 | 28430207.0279 | 27602142.7455 | 26798196.8403 | 26017666.8353 | 25259870.7139 | 24524146.3241 | 23809850.8001 | 23116360.0001 | 22443067.9613 | 21789386.3702 | 21154744.0487
| Discounted capital costs |  | 62984348.099 | 0 | 0 | 0 | 0 | 0 | 0 | 0 | 0 | 0 | 0 | 0 | 0 | 0 | 0 | 0 | 0 | 0 | 0 | 0 | 0 | 0 | 0 | 0 | 0 | 0 | 0 | 0 | 0 | 0 | 0 | 0 | 0 | 0 | 0 | 0 | 0 | 0 | 0 | 0 | 0 | 0 | 0 | 0 | 0 | 0 | 0 | 0 | 0 | 0 | 0 | 0 | 0 | 0 | 0 | 0 | 0 | 0 | 0 | 0 | 0
| Discounted replacement costs |  |  | 4056962.8405 | 3919770.8604 | 3787218.2226 | 3659148.0412 | 3535408.7354 | 3415853.8507 | 3300341.8847 | 3188736.1205 | 3080904.4642 | 2976719.2891 | 2876057.2842 | 2778799.3084 | 2684830.2496 | 2594038.8885 | 2506317.7667 | 2421563.0596 | 2339674.4537 | 2260555.0278 | 2184111.1379 | 2110252.3072 | 2038891.118 | 1969943.1092 | 1903326.6756 | 1838962.9716 | 1776775.8179 | 1716691.6115 | 1658639.2382 | 1602549.9886 | 1548357.4769 | 1729914.4982 | 1679528.6391 | 1630610.3292 | 1583116.8245 | 1537006.6257 | 1492239.4424 | 1448776.1577 | 1406578.7939 | 1365610.4795 | 1325835.417 | 1287218.8514 | 1249727.0402 | 1213327.2235 | 1177987.5956 | 1143677.2773 | 1110366.2887 | 1078025.523 | 1046626.7213 | 1016142.4479 | 986546.0659 | 957811.7145 | 929914.2859 | 902829.4038 | 876533.4017 | 851003.3027 | 826216.7987 | 802152.2318 | 778788.5745 | 756105.4122 | 734082.9244 | 712701.8684
| Discounted operating costs |  |  | 10971377.0537 | 10600364.3031 | 10241897.8774 | 9895553.5047 | 9560921.2606 | 9237605.0827 | 8925222.3021 | 8623403.1904 | 8331790.5222 | 8050039.1519 | 7777815.6057 | 7514797.6866 | 7260674.0934 | 7015144.0516 | 6777916.958 | 6548712.0367 | 6327258.0065 | 6113292.7599 | 5906563.0531 | 5706824.2059 | 5513839.8124 | 5327381.4613 | 5147228.465 | 4973167.599 | 4804992.8493 | 4642505.1684 | 4485512.24 | 4333828.2512 | 4187273.6727 | 4678264.2526 | 4542004.1287 | 4409712.7463 | 4281274.511 | 4156577.1951 | 4035511.8399 | 3917972.6601 | 3803856.9516 | 3693065.0015 | 3585500.0015 | 3481067.9626 | 3379677.6336 | 3281240.421 | 3185670.3116 | 3092883.7977 | 3002799.8036 | 2915339.6151 | 2830426.8108 | 2747987.195 | 2667948.733 | 2590241.4883 | 2514797.5615 | 2441551.0306 | 2370437.8937 | 2301396.0133 | 2234365.0615 | 2169286.4675 | 2106103.3665 | 2044760.55 | 1985204.4175 | 1927382.9296
TOTAL COSTS
| Heat network |  | 65210622.4893 | 13236204.4297 | 13084718.6948 | 13028986.7397 | 13109987.1522 | 13145973.8284 | 13054352.9217 | 12910896.9484 | 12779108.7113 | 12719684.4872 | 12679261.5861 | 12594793.5979 | 12641418.2869 | 12615336.8708 | 12559586.2318 | 12559586.2318 | 12559586.2318 | 12559586.2318 | 12559586.2318 | 12559586.2318 | 12559586.2318 | 12559586.2318 | 12559586.2318 | 12559586.2318 | 12559586.2318 | 12559586.2318 | 12559586.2318 | 12559586.2318 | 12559586.2318 | 12559586.2318 | 12559586.2318 | 12559586.2318 | 12559586.2318 | 12559586.2318 | 12559586.2318 | 12559586.2318 | 12559586.2318 | 12559586.2318 | 12559586.2318 | 12559586.2318 | 12559586.2318 | 12559586.2318 | 12559586.2318 | 12559586.2318 | 12559586.2318 | 12559586.2318 | 12559586.2318 | 12559586.2318 | 12559586.2318 | 12559586.2318 | 12559586.2318 | 12559586.2318 | 12559586.2318 | 12559586.2318 | 12559586.2318 | 12559586.2318 | 12559586.2318 | 12559586.2318 | 12559586.2318 | 12559586.2318 | 12559586.2318
| Cumulative |  | 65210622.4893 | 78446826.9189 | 91531545.6137 | 104560532.3534 | 117670519.5056 | 130816493.3341 | 143870846.2558 | 156781743.2042 | 169560851.9155 | 182280536.4027 | 194959797.9888 | 207554591.5867 | 220196009.8736 | 232811346.7444 | 245370932.9762 | 257930519.2079 | 270490105.4397 | 283049691.6715 | 295609277.9032 | 308168864.135 | 320728450.3667 | 333288036.5985 | 345847622.8302 | 358407209.062 | 370966795.2937 | 383526381.5255 | 396085967.7572 | 408645553.989 | 421205140.2207 | 433764726.4525 | 446324312.6842 | 458883898.916 | 471443485.1477 | 484003071.3795 | 496562657.6113 | 509122243.843 | 521681830.0748 | 534241416.3065 | 546801002.5383 | 559360588.77 | 571920175.0018 | 584479761.2335 | 597039347.4653 | 609598933.697 | 622158519.9288 | 634718106.1605 | 647277692.3923 | 659837278.624 | 672396864.8558 | 684956451.0876 | 697516037.3193 | 710075623.5511 | 722635209.7828 | 735194796.0146 | 747754382.2463 | 760313968.4781 | 772873554.7098 | 785433140.9416 | 797992727.1733 | 810552313.4051 | 823111899.6368
| Counterfactual |  | 62984348.099 | 15554331.7905 | 15554331.7905 | 15554331.7905 | 15554331.7905 | 15554331.7905 | 15554331.7905 | 15554331.7905 | 15554331.7905 | 15554331.7905 | 15554331.7905 | 15554331.7905 | 15554331.7905 | 15554331.7905 | 15554331.7905 | 15554331.7905 | 15554331.7905 | 15554331.7905 | 15554331.7905 | 15554331.7905 | 15554331.7905 | 15554331.7905 | 15554331.7905 | 15554331.7905 | 15554331.7905 | 15554331.7905 | 15554331.7905 | 15554331.7905 | 15554331.7905 | 15554331.7905 | 15554331.7905 | 15554331.7905 | 15554331.7905 | 15554331.7905 | 15554331.7905 | 15554331.7905 | 15554331.7905 | 15554331.7905 | 15554331.7905 | 15554331.7905 | 15554331.7905 | 15554331.7905 | 15554331.7905 | 15554331.7905 | 15554331.7905 | 15554331.7905 | 15554331.7905 | 15554331.7905 | 15554331.7905 | 15554331.7905 | 15554331.7905 | 15554331.7905 | 15554331.7905 | 15554331.7905 | 15554331.7905 | 15554331.7905 | 15554331.7905 | 15554331.7905 | 15554331.7905 | 15554331.7905 | 15554331.7905
| Cumulative |  | 62984348.099 | 78538679.8895 | 94093011.68 | 109647343.4705 | 125201675.261 | 140756007.0515 | 156310338.842 | 171864670.6325 | 187419002.423 | 202973334.2135 | 218527666.004 | 234081997.7944 | 249636329.5849 | 265190661.3754 | 280744993.1659 | 296299324.9564 | 311853656.7469 | 327407988.5374 | 342962320.3279 | 358516652.1184 | 374070983.9089 | 389625315.6994 | 405179647.4899 | 420733979.2804 | 436288311.0709 | 451842642.8614 | 467396974.6519 | 482951306.4424 | 498505638.2329 | 514059970.0234 | 529614301.8139 | 545168633.6044 | 560722965.3949 | 576277297.1853 | 591831628.9758 | 607385960.7663 | 622940292.5568 | 638494624.3473 | 654048956.1378 | 669603287.9283 | 685157619.7188 | 700711951.5093 | 716266283.2998 | 731820615.0903 | 747374946.8808 | 762929278.6713 | 778483610.4618 | 794037942.2523 | 809592274.0428 | 825146605.8333 | 840700937.6238 | 856255269.4143 | 871809601.2048 | 887363932.9953 | 902918264.7858 | 918472596.5762 | 934026928.3667 | 949581260.1572 | 965135591.9477 | 980689923.7382 | 996244255.5287
NET PRESENT COSTS AND LEVELISED COST OF HEAT
| Heat network | 337018792.9016 | 0: 247414773.6209
| Levelised cost of heat, p/kWh | 12.5947
| Counterfactual | 395018770.6119 | 0: 284048784.5979
| Levelised cost of heat - counterfactual, p/kWh | 14.7809
HEAT NETWORK ECONOMIC ANALYSIS
20 YEARS
| Total capital costs |  | 0: 65210622.4893; 1: 3260531.1245; 2: 3260531.1245; 3: 3260531.1245; 4: 3260531.1245; 5: 3260531.1245; 6: 3260531.1245; 7: 3260531.1245; 8: 3260531.1245; 9: 3260531.1245; 10: 3260531.1245; 11: 3260531.1245; 12: 3260531.1245; 13: 3260531.1245; 14: 3260531.1245; 15: 3260531.1245; 16: 3260531.1245; 17: 3260531.1245; 18: 3260531.1245; 19: 3260531.1245; 20: 3260531.1245
| Cashflow |  | 0: -65210622.4893; 1: 5557759.7102; 2: 5299893.3084; 3: 5205023.658; 4: 5342906.5083; 5: 5404164.7827; 6: 5248203.2094; 7: 5004005.4591; 8: 4779669.0982; 9: 4678514.2874; 10: 4609704.4549; 11: 4465918.928; 12: 4545285.7462; 13: 4500888.6886; 14: 4405987.2333; 15: 4405987.2333; 16: 4405987.2333; 17: 4405987.2333; 18: 4405987.2333; 19: 4405987.2333; 20: 4405987.2333
| Cumulative cashflow |  | 0: -65210622.4893; 1: -59652862.7791; 2: -54352969.4706; 3: -49147945.8127; 4: -43805039.3044; 5: -38400874.5217; 6: -33152671.3122; 7: -28148665.8531; 8: -23368996.755; 9: -18690482.4676; 10: -14080778.0127; 11: -9614859.0847; 12: -5069573.3384; 13: -568684.6498; 14: 3837302.5834; 15: 8243289.8167; 16: 12649277.05; 17: 17055264.2833; 18: 21461251.5165; 19: 25867238.7498; 20: 30273225.9831
[17 empty] | 14 | 15 | 16 | 17 | 18 | 19 | 20
| Internal rate of return (IRR) | 4.152%
| Net present value (NPV) | 3939558.322
| Simple payback (years) | 14
| 20 year total income | 30273225.9831
| Net Present Cost | 247414773.6209
| Levelised cost of heat, p/kWh | 13.9674
| Levelised tariff, p/kWh | 14.177
| Counterfactual Net Present Cost | 284048784.5979
| Counterfactual levelised cost of heat, p/kWh | 16.0356
30 YEARS
| Total capital costs |  | 0: 65210622.4893; 1: 3260531.1245; 2: 3260531.1245; 3: 3260531.1245; 4: 3260531.1245; 5: 3260531.1245; 6: 3260531.1245; 7: 3260531.1245; 8: 3260531.1245; 9: 3260531.1245; 10: 3260531.1245; 11: 3260531.1245; 12: 3260531.1245; 13: 3260531.1245; 14: 3260531.1245; 15: 3260531.1245; 16: 3260531.1245; 17: 3260531.1245; 18: 3260531.1245; 19: 3260531.1245; 20: 3260531.1245; 21: 3260531.1245; 22: 3260531.1245; 23: 3260531.1245; 24: 3260531.1245; 25: 3260531.1245; 26: 3260531.1245; 27: 3260531.1245; 28: 3260531.1245; 29: 3260531.1245; 30: 3260531.1245
| Cashflow |  | 0: -65210622.4893; 1: 5557759.7102; 2: 5299893.3084; 3: 5205023.658; 4: 5342906.5083; 5: 5404164.7827; 6: 5248203.2094; 7: 5004005.4591; 8: 4779669.0982; 9: 4678514.2874; 10: 4609704.4549; 11: 4465918.928; 12: 4545285.7462; 13: 4500888.6886; 14: 4405987.2333; 15: 4405987.2333; 16: 4405987.2333; 17: 4405987.2333; 18: 4405987.2333; 19: 4405987.2333; 20: 4405987.2333; 21: 4405987.2333; 22: 4405987.2333; 23: 4405987.2333; 24: 4405987.2333; 25: 4405987.2333; 26: 4405987.2333; 27: 4405987.2333; 28: 4405987.2333; 29: 4405987.2333; 30: 4405987.2333
| Cumulative cashflow |  | 0: -65210622.4893; 1: -59652862.7791; 2: -54352969.4706; 3: -49147945.8127; 4: -43805039.3044; 5: -38400874.5217; 6: -33152671.3122; 7: -28148665.8531; 8: -23368996.755; 9: -18690482.4676; 10: -14080778.0127; 11: -9614859.0847; 12: -5069573.3384; 13: -568684.6498; 14: 3837302.5834; 15: 8243289.8167; 16: 12649277.05; 17: 17055264.2833; 18: 21461251.5165; 19: 25867238.7498; 20: 30273225.9831; 21: 34679213.2164; 22: 39085200.4496; 23: 43491187.6829; 24: 47897174.9162; 25: 52303162.1495; 26: 56709149.3827; 27: 61115136.616; 28: 65521123.8493; 29: 69927111.0826; 30: 74333098.3158
[17 empty] | 14 | 15 | 16 | 17 | 18 | 19 | 20 | 21 | 22 | 23 | 24 | 25 | 26 | 27 | 28 | 29 | 30
| Internal rate of return (IRR) | 6.17%
| Net present value (NPV) | 21706545.4715
| Simple payback (years) | 14
| 30 year total income | 74333098.3158
| Net Present Cost | 300609022.9239
| Levelised cost of heat, p/kWh | 13.0743
| Levelised tariff, p/kWh | 14.0473
| Counterfactual Net Present Cost | 349926830.8757
| Counterfactual levelised cost of heat, p/kWh | 15.2192
40 YEARS
| Total capital costs |  | 65210622.4893 | 3260531.1245 | 3260531.1245 | 3260531.1245 | 3260531.1245 | 3260531.1245 | 3260531.1245 | 3260531.1245 | 3260531.1245 | 3260531.1245 | 3260531.1245 | 3260531.1245 | 3260531.1245 | 3260531.1245 | 3260531.1245 | 3260531.1245 | 3260531.1245 | 3260531.1245 | 3260531.1245 | 3260531.1245 | 3260531.1245 | 3260531.1245 | 3260531.1245 | 3260531.1245 | 3260531.1245 | 3260531.1245 | 3260531.1245 | 3260531.1245 | 3260531.1245 | 3260531.1245 | 3260531.1245 | 3260531.1245 | 3260531.1245 | 3260531.1245 | 3260531.1245 | 3260531.1245 | 3260531.1245 | 3260531.1245 | 3260531.1245 | 3260531.1245 | 3260531.1245
| Cashflow |  | -65210622.4893 | 5557759.7102 | 5299893.3084 | 5205023.658 | 5342906.5083 | 5404164.7827 | 5248203.2094 | 5004005.4591 | 4779669.0982 | 4678514.2874 | 4609704.4549 | 4465918.928 | 4545285.7462 | 4500888.6886 | 4405987.2333 | 4405987.2333 | 4405987.2333 | 4405987.2333 | 4405987.2333 | 4405987.2333 | 4405987.2333 | 4405987.2333 | 4405987.2333 | 4405987.2333 | 4405987.2333 | 4405987.2333 | 4405987.2333 | 4405987.2333 | 4405987.2333 | 4405987.2333 | 4405987.2333 | 4405987.2333 | 4405987.2333 | 4405987.2333 | 4405987.2333 | 4405987.2333 | 4405987.2333 | 4405987.2333 | 4405987.2333 | 4405987.2333 | 4405987.2333
| Cumulative cashflow |  | -65210622.4893 | -59652862.7791 | -54352969.4706 | -49147945.8127 | -43805039.3044 | -38400874.5217 | -33152671.3122 | -28148665.8531 | -23368996.755 | -18690482.4676 | -14080778.0127 | -9614859.0847 | -5069573.3384 | -568684.6498 | 3837302.5834 | 8243289.8167 | 12649277.05 | 17055264.2833 | 21461251.5165 | 25867238.7498 | 30273225.9831 | 34679213.2164 | 39085200.4496 | 43491187.6829 | 47897174.9162 | 52303162.1495 | 56709149.3827 | 61115136.616 | 65521123.8493 | 69927111.0826 | 74333098.3158 | 78739085.5491 | 83145072.7824 | 87551060.0157 | 91957047.2489 | 96363034.4822 | 100769021.7155 | 105175008.9488 | 109580996.182 | 113986983.4153 | 118392970.6486
[17 empty] | 14 | 15 | 16 | 17 | 18 | 19 | 20 | 21 | 22 | 23 | 24 | 25 | 26 | 27 | 28 | 29 | 30 | 31 | 32 | 33 | 34 | 35 | 36 | 37 | 38 | 39 | 40
| Internal rate of return (IRR) | 6.859%
| Net present value (NPV) | 34266003.7069
| Simple payback (years) | 14
| 40 year total income | 118392970.6486
| Net Present Cost | 344747561.4522
| Levelised cost of heat, p/kWh | 12.5947
| Levelised tariff, p/kWh | 13.9777
| Counterfactual Net Present Cost | 349926830.8757
| Counterfactual levelised cost of heat, p/kWh | 12.7839
Data for cashflow graph
| Network year |  | 0 | 1 | 2 | 3 | 4 | 5 | 6 | 7 | 8 | 9 | 10 | 11 | 12 | 13 | 14 | 15 | 16 | 17 | 18 | 19 | 20 | 21 | 22 | 23 | 24 | 25 | 26 | 27 | 28 | 29 | 30 | 31 | 32 | 33 | 34 | 35 | 36 | 37 | 38 | 39 | 40
| Capital costs |  | -65210622.4893 | -3260531.1245 | -3260531.1245 | -3260531.1245 | -3260531.1245 | -3260531.1245 | -3260531.1245 | -3260531.1245 | -3260531.1245 | -3260531.1245 | -3260531.1245 | -3260531.1245 | -3260531.1245 | -3260531.1245 | -3260531.1245 | -3260531.1245 | -3260531.1245 | -3260531.1245 | -3260531.1245 | -3260531.1245 | -3260531.1245 | -3260531.1245 | -3260531.1245 | -3260531.1245 | -3260531.1245 | -3260531.1245 | -3260531.1245 | -3260531.1245 | -3260531.1245 | -3260531.1245 | -3260531.1245 | -3260531.1245 | -3260531.1245 | -3260531.1245 | -3260531.1245 | -3260531.1245 | -3260531.1245 | -3260531.1245 | -3260531.1245 | -3260531.1245 | -3260531.1245
| Cashflow |  | -65210622.4893 | 5557759.7102 | 5299893.3084 | 5205023.658 | 5342906.5083 | 5404164.7827 | 5248203.2094 | 5004005.4591 | 4779669.0982 | 4678514.2874 | 4609704.4549 | 4465918.928 | 4545285.7462 | 4500888.6886 | 4405987.2333 | 4405987.2333 | 4405987.2333 | 4405987.2333 | 4405987.2333 | 4405987.2333 | 4405987.2333 | 4405987.2333 | 4405987.2333 | 4405987.2333 | 4405987.2333 | 4405987.2333 | 4405987.2333 | 4405987.2333 | 4405987.2333 | 4405987.2333 | 4405987.2333 | 4405987.2333 | 4405987.2333 | 4405987.2333 | 4405987.2333 | 4405987.2333 | 4405987.2333 | 4405987.2333 | 4405987.2333 | 4405987.2333 | 4405987.2333
| Cumulative cashflow |  | -65210622.4893 | -59652862.7791 | -54352969.4706 | -49147945.8127 | -43805039.3044 | -38400874.5217 | -33152671.3122 | -28148665.8531 | -23368996.755 | -18690482.4676 | -14080778.0127 | -9614859.0847 | -5069573.3384 | -568684.6498 | 3837302.5834 | 8243289.8167 | 12649277.05 | 17055264.2833 | 21461251.5165 | 25867238.7498 | 30273225.9831 | 34679213.2164 | 39085200.4496 | 43491187.6829 | 47897174.9162 | 52303162.1495 | 56709149.3827 | 61115136.616 | 65521123.8493 | 69927111.0826 | 74333098.3158 | 78739085.5491 | 83145072.7824 | 87551060.0157 | 91957047.2489 | 96363034.4822 | 100769021.7155 | 105175008.9488 | 109580996.182 | 113986983.4153 | 118392970.6486
| Operational expenditure |  | 8818290.8347 | 8560424.4329 | 8465554.7824 | 8603437.6327 | 8664695.9072 | 8508734.3339 | 8264536.5836 | 8040200.2226 | 7939045.4119 | 7870235.5793 | 7726450.0525 | 7805816.8707 | 7761419.8131 | 7666518.3577 | 7666518.3577 | 7666518.3577 | 7666518.3577 | 7666518.3577 | 7666518.3577 | 7666518.3577 | 7666518.3577 | 7666518.3577 | 7666518.3577 | 7666518.3577 | 7666518.3577 | 7666518.3577 | 7666518.3577 | 7666518.3577 | 7666518.3577 | 7666518.3577 | 7666518.3577 | 7666518.3577 | 7666518.3577 | 7666518.3577 | 7666518.3577 | 7666518.3577 | 7666518.3577 | 7666518.3577 | 7666518.3577 | 7666518.3577 | 7666518.3577
CAPEX
| OPEX |  | -9975673.3052 | -9824187.5703 | -9768455.6152 | -9849456.0277 | -9885442.704 | -9793821.7973 | -9650365.8239 | -9518577.5868 | -9459153.3627 | -9418730.4617 | -9334262.4734 | -9380887.1624 | -9354805.7464 | -9299055.1073 | -9299055.1073 | -9299055.1073 | -9299055.1073 | -9299055.1073 | -9299055.1073 | -9299055.1073 | -9299055.1073 | -9299055.1073 | -9299055.1073 | -9299055.1073 | -9299055.1073 | -9299055.1073 | -9299055.1073 | -9299055.1073 | -9299055.1073 | -9299055.1073 | -9299055.1073 | -9299055.1073 | -9299055.1073 | -9299055.1073 | -9299055.1073 | -9299055.1073 | -9299055.1073 | -9299055.1073 | -9299055.1073 | -9299055.1073 | -9299055.1073
REPEX
THE END OF SHEET

## CO2e
| Phase |  | 1 | 1 | 1 | 1 | 1 | 2 | 2 | 2 | 2 | 2 | 3 | 3 | 3 | 3 | 3 | 3 | 3 | 3 | 3 | 3 | 3 | 3 | 3 | 3 | 3 | 3 | 3 | 3 | 3 | 3 | 3 | 3 | 3 | 3 | 3 | 3 | 3 | 3 | 3 | 3 | 3 | 3 | 3 | 3 | 3 | 3 | 3 | 3 | 3 | 3 | 3 | 3 | 3 | 3 | 3 | 3 | 3 | 3 | 3 | 3
| Phase 1 flag |  | 1 | 1 | 1 | 1 | 1 | 1 | 1 | 1 | 1 | 1 | 1 | 1 | 1 | 1 | 1 | 1 | 1 | 1 | 1 | 1 | 1 | 1 | 1 | 1 | 1 | 1 | 1 | 1 | 1 | 1 | 1 | 1 | 1 | 1 | 1 | 1 | 1 | 1 | 1 | 1 | 1 | 1 | 1 | 1 | 1 | 1 | 1 | 1 | 1 | 1 | 1 | 1 | 1 | 1 | 1 | 1 | 1 | 1 | 1 | 1
| Phase 2 flag |  | 0 | 0 | 0 | 0 | 0 | 1 | 1 | 1 | 1 | 1 | 1 | 1 | 1 | 1 | 1 | 1 | 1 | 1 | 1 | 1 | 1 | 1 | 1 | 1 | 1 | 1 | 1 | 1 | 1 | 1 | 1 | 1 | 1 | 1 | 1 | 1 | 1 | 1 | 1 | 1 | 1 | 1 | 1 | 1 | 1 | 1 | 1 | 1 | 1 | 1 | 1 | 1 | 1 | 1 | 1 | 1 | 1 | 1 | 1 | 1
| Phase 3 flag |  | 0 | 0 | 0 | 0 | 0 | 0 | 0 | 0 | 0 | 0 | 1 | 1 | 1 | 1 | 1 | 1 | 1 | 1 | 1 | 1 | 1 | 1 | 1 | 1 | 1 | 1 | 1 | 1 | 1 | 1 | 1 | 1 | 1 | 1 | 1 | 1 | 1 | 1 | 1 | 1 | 1 | 1 | 1 | 1 | 1 | 1 | 1 | 1 | 1 | 1 | 1 | 1 | 1 | 1 | 1 | 1 | 1 | 1 | 1 | 1
1 | CO2e Emissions
| Natural gas CO2e emissions factor, kgCO2e/kWh | 0.18387
| Average efficiency for gas boilers | 85%
| Commercial ASHP CoP | 2.4
| Residential ASHP CoP | 2
| Average efficiency for electric heating | 100%
| Reference year for emissions | 2022 | 2023 | 2024 | 2025 | 2026 | 2027 | 2028 | 2029 | 2030 | 2031 | 2032 | 2033 | 2034 | 2035 | 2036 | 2037 | 2038 | 2039 | 2040 | 2041 | 2042 | 2043 | 2044 | 2045 | 2046 | 2047 | 2048 | 2049 | 2050 | 2051 | 2052 | 2053 | 2054 | 2055 | 2056 | 2057 | 2058 | 2059 | 2060 | 2061 | 2062 | 2063 | 2064 | 2065 | 2066 | 2067 | 2068 | 2069 | 2070 | 2071 | 2072 | 2073 | 2074 | 2075 | 2076 | 2077 | 2078 | 2079 | 2080 | 2081 | 2082 | 2083 | 2084 | 2085 | 2086
| Electricity grid emissions intensity - LCP marginal figures, gCO2e/kWh | 401.9393 | 382.7577 | 381.0785 | 381.1802 | 382.0072 | 367.904 | 359.1595 | 333.8446 | 311.8988 | 316.088 | 292.9591 | 279.5036 | 260.008 | 248.252 | 263.7996 | 249.9631 | 248.8785 | 249.4839 | 243.4076 | 239.2607 | 248.9758 | 246.897 | 228.6908 | 228.6908 | 228.6908 | 228.6908 | 228.6908 | 228.6908 | 228.6908 | 228.6908 | 228.6908 | 228.6908 | 228.6908 | 228.6908 | 228.6908 | 228.6908 | 228.6908 | 228.6908 | 228.6908 | 228.6908 | 228.6908 | 228.6908 | 228.6908 | 228.6908 | 228.6908 | 228.6908 | 228.6908 | 228.6908 | 228.6908 | 228.6908 | 228.6908 | 228.6908 | 228.6908 | 228.6908 | 228.6908 | 228.6908 | 228.6908 | 228.6908 | 228.6908 | 228.6908 | 228.6908 | 228.6908 | 228.6908 | 228.6908 | 228.6908
| Electricity grid emissions intensity - long run marginal figures (commercial), gCO2e/kWh | 264.3974 | 250.3832 | 235.5735 | 219.9232 | 203.3847 | 185.9074 | 167.438 | 147.9204 | 127.295 | 102.9953 | 83.3342 | 67.4263 | 54.5551 | 44.141 | 35.7148 | 28.8971 | 23.3808 | 18.9176 | 15.3064 | 12.7064 | 12.0586 | 11.8124 | 11.1024 | 9.4285 | 8.5603 | 7.893 | 7.4913 | 6.9709 | 6.8512 | 6.8512 | 6.8512 | 6.8512 | 6.8512 | 6.8512 | 6.8512 | 6.8512 | 6.8512 | 6.8512 | 6.8512 | 6.8512 | 6.8512 | 6.8512 | 6.8512 | 6.8512 | 6.8512 | 6.8512 | 6.8512 | 6.8512 | 6.8512 | 6.8512 | 6.8512 | 6.8512 | 6.8512 | 6.8512 | 6.8512 | 6.8512 | 6.8512 | 6.8512 | 6.8512 | 6.8512 | 6.8512 | 6.8512 | 6.8512 | 6.8512 | 6.8512
| Electricity grid emissions intensity - long run marginal figures (domestic), gCO2e/kWh | 269.3155 | 255.0406 | 239.9554 | 224.0141 | 207.1678 | 189.3654 | 170.5526 | 150.6719 | 129.6628 | 104.9111 | 84.8843 | 68.6805 | 55.5699 | 44.962 | 36.3791 | 29.4346 | 23.8158 | 19.2695 | 15.5911 | 12.9428 | 12.2829 | 12.0321 | 11.309 | 9.6039 | 8.7196 | 8.0398 | 7.6306 | 7.1006 | 6.9787 | 6.9787 | 6.9787 | 6.9787 | 6.9787 | 6.9787 | 6.9787 | 6.9787 | 6.9787 | 6.9787 | 6.9787 | 6.9787 | 6.9787 | 6.9787 | 6.9787 | 6.9787 | 6.9787 | 6.9787 | 6.9787 | 6.9787 | 6.9787 | 6.9787 | 6.9787 | 6.9787 | 6.9787 | 6.9787 | 6.9787 | 6.9787 | 6.9787 | 6.9787 | 6.9787 | 6.9787 | 6.9787 | 6.9787 | 6.9787 | 6.9787 | 6.9787
| Network year | 0 | 1 | 2 | 3 | 4 | 5 | 6 | 7 | 8 | 9 | 10 | 11 | 12 | 13 | 14 | 15 | 16 | 17 | 18 | 19 | 20 | 21 | 22 | 23 | 24 | 25 | 26 | 27 | 28 | 29 | 30 | 31 | 32 | 33 | 34 | 35 | 36 | 37 | 38 | 39 | 40 | 41 | 42 | 43 | 44 | 45 | 46 | 47 | 48 | 49 | 50 | 51 | 52 | 53 | 54 | 55 | 56 | 57 | 58 | 59 | 60
| Year | 2026 | 2027 | 2028 | 2029 | 2030 | 2031 | 2032 | 2033 | 2034 | 2035 | 2036 | 2037 | 2038 | 2039 | 2040 | 2041 | 2042 | 2043 | 2044 | 2045 | 2046 | 2047 | 2048 | 2049 | 2050 | 2051 | 2052 | 2053 | 2054 | 2055 | 2056 | 2057 | 2058 | 2059 | 2060 | 2061 | 2062 | 2063 | 2064 | 2065 | 2066 | 2067 | 2068 | 2069 | 2070 | 2071 | 2072 | 2073 | 2074 | 2075 | 2076 | 2077 | 2078 | 2079 | 2080 | 2081 | 2082 | 2083 | 2084 | 2085 | 2086
| Electricity grid emissions intensity for generated electricity, kgCO2e/kWh | 0.38201 | 0.3679 | 0.35916 | 0.33384 | 0.3119 | 0.31609 | 0.29296 | 0.2795 | 0.26001 | 0.24825 | 0.2638 | 0.24996 | 0.24888 | 0.24948 | 0.24341 | 0.23926 | 0.24898 | 0.2469 | 0.22869 | 0.22869 | 0.22869 | 0.22869 | 0.22869 | 0.22869 | 0.22869 | 0.22869 | 0.22869 | 0.22869 | 0.22869 | 0.22869 | 0.22869 | 0.22869 | 0.22869 | 0.22869 | 0.22869 | 0.22869 | 0.22869 | 0.22869 | 0.22869 | 0.22869 | 0.22869 | 0.22869 | 0.22869 | 0.22869 | 0.22869 | 0.22869 | 0.22869 | 0.22869 | 0.22869 | 0.22869 | 0.22869 | 0.22869 | 0.22869 | 0.22869 | 0.22869 | 0.22869 | 0.22869 | 0.22869 | 0.22869 | 0.22869 | 0.22869
| Electricity grid emissions intensity for imported electricity (commercial), kgCO2e/kWh | 0.20338 | 0.18591 | 0.16744 | 0.14792 | 0.12729 | 0.103 | 0.083334 | 0.067426 | 0.054555 | 0.044141 | 0.035715 | 0.028897 | 0.023381 | 0.018918 | 0.015306 | 0.012706 | 0.012059 | 0.011812 | 0.011102 | 0.0094285 | 0.0085603 | 0.007893 | 0.0074913 | 0.0069709 | 0.0068512 | 0.0068512 | 0.0068512 | 0.0068512 | 0.0068512 | 0.0068512 | 0.0068512 | 0.0068512 | 0.0068512 | 0.0068512 | 0.0068512 | 0.0068512 | 0.0068512 | 0.0068512 | 0.0068512 | 0.0068512 | 0.0068512 | 0.0068512 | 0.0068512 | 0.0068512 | 0.0068512 | 0.0068512 | 0.0068512 | 0.0068512 | 0.0068512 | 0.0068512 | 0.0068512 | 0.0068512 | 0.0068512 | 0.0068512 | 0.0068512 | 0.0068512 | 0.0068512 | 0.0068512 | 0.0068512 | 0.0068512 | 0.0068512
| Electricity grid emissions intensity for imported electricity (residential), kgCO2e/kWh | 0.20717 | 0.18937 | 0.17055 | 0.15067 | 0.12966 | 0.10491 | 0.084884 | 0.068681 | 0.05557 | 0.044962 | 0.036379 | 0.029435 | 0.023816 | 0.019269 | 0.015591 | 0.012943 | 0.012283 | 0.012032 | 0.011309 | 0.0096039 | 0.0087196 | 0.0080398 | 0.0076306 | 0.0071006 | 0.0069787 | 0.0069787 | 0.0069787 | 0.0069787 | 0.0069787 | 0.0069787 | 0.0069787 | 0.0069787 | 0.0069787 | 0.0069787 | 0.0069787 | 0.0069787 | 0.0069787 | 0.0069787 | 0.0069787 | 0.0069787 | 0.0069787 | 0.0069787 | 0.0069787 | 0.0069787 | 0.0069787 | 0.0069787 | 0.0069787 | 0.0069787 | 0.0069787 | 0.0069787 | 0.0069787 | 0.0069787 | 0.0069787 | 0.0069787 | 0.0069787 | 0.0069787 | 0.0069787 | 0.0069787 | 0.0069787 | 0.0069787 | 0.0069787
Heat network
| Displaced emissions from BAU gas boilers - commercial and industrial, tCO2e |  | 26909.8056 | 26909.8056 | 26909.8056 | 26909.8056 | 26909.8056 | 26909.8056 | 26909.8056 | 26909.8056 | 26909.8056 | 26909.8056 | 26909.8056 | 26909.8056 | 26909.8056 | 26909.8056 | 26909.8056 | 26909.8056 | 26909.8056 | 26909.8056 | 26909.8056 | 26909.8056 | 26909.8056 | 26909.8056 | 26909.8056 | 26909.8056 | 26909.8056 | 26909.8056 | 26909.8056 | 26909.8056 | 26909.8056 | 26909.8056 | 26909.8056 | 26909.8056 | 26909.8056 | 26909.8056 | 26909.8056 | 26909.8056 | 26909.8056 | 26909.8056 | 26909.8056 | 26909.8056 | 26909.8056 | 26909.8056 | 26909.8056 | 26909.8056 | 26909.8056 | 26909.8056 | 26909.8056 | 26909.8056 | 26909.8056 | 26909.8056 | 26909.8056 | 26909.8056 | 26909.8056 | 26909.8056 | 26909.8056 | 26909.8056 | 26909.8056 | 26909.8056 | 26909.8056 | 26909.8056
| Displaced emissions from BAU individual ASHPs - commercial and industrial, tCO2e |  | 9636.1588 | 8678.8366 | 7667.177 | 6598.0955 | 5338.5672 | 4319.4736 | 3494.9175 | 2827.7632 | 2287.9638 | 1851.2082 | 1497.826 | 1211.902 | 980.5587 | 793.3772 | 658.6129 | 625.0336 | 612.2725 | 575.4743 | 488.7111 | 443.7087 | 409.118 | 388.2955 | 361.3249 | 355.1216 | 355.1216 | 355.1216 | 355.1216 | 355.1216 | 355.1216 | 355.1216 | 355.1216 | 355.1216 | 355.1216 | 355.1216 | 355.1216 | 355.1216 | 355.1216 | 355.1216 | 355.1216 | 355.1216 | 355.1216 | 355.1216 | 355.1216 | 355.1216 | 355.1216 | 355.1216 | 355.1216 | 355.1216 | 355.1216 | 355.1216 | 355.1216 | 355.1216 | 355.1216 | 355.1216 | 355.1216 | 355.1216 | 355.1216 | 355.1216 | 355.1216 | 355.1216
| Displaced emissions from BAU electric heating - commercial and industrial, tCO2e |  | 23126.7811 | 20829.2079 | 18401.2247 | 15835.4293 | 12812.5612 | 10366.7366 | 8387.8021 | 6786.6317 | 5491.1132 | 4442.8997 | 3594.7825 | 2908.5647 | 2353.3409 | 1904.1052 | 1580.6709 | 1500.0807 | 1469.4541 | 1381.1383 | 1172.9067 | 1064.9008 | 981.8833 | 931.9093 | 867.1798 | 852.2919 | 852.2919 | 852.2919 | 852.2919 | 852.2919 | 852.2919 | 852.2919 | 852.2919 | 852.2919 | 852.2919 | 852.2919 | 852.2919 | 852.2919 | 852.2919 | 852.2919 | 852.2919 | 852.2919 | 852.2919 | 852.2919 | 852.2919 | 852.2919 | 852.2919 | 852.2919 | 852.2919 | 852.2919 | 852.2919 | 852.2919 | 852.2919 | 852.2919 | 852.2919 | 852.2919 | 852.2919 | 852.2919 | 852.2919 | 852.2919 | 852.2919 | 852.2919
| Displaced emissions from BAU gas boilers - residential, tCO2e |  | 51.0213 | 51.0213 | 51.0213 | 51.0213 | 51.0213 | 51.0213 | 51.0213 | 51.0213 | 51.0213 | 51.0213 | 51.0213 | 51.0213 | 51.0213 | 51.0213 | 51.0213 | 51.0213 | 51.0213 | 51.0213 | 51.0213 | 51.0213 | 51.0213 | 51.0213 | 51.0213 | 51.0213 | 51.0213 | 51.0213 | 51.0213 | 51.0213 | 51.0213 | 51.0213 | 51.0213 | 51.0213 | 51.0213 | 51.0213 | 51.0213 | 51.0213 | 51.0213 | 51.0213 | 51.0213 | 51.0213 | 51.0213 | 51.0213 | 51.0213 | 51.0213 | 51.0213 | 51.0213 | 51.0213 | 51.0213 | 51.0213 | 51.0213 | 51.0213 | 51.0213 | 51.0213 | 51.0213 | 51.0213 | 51.0213 | 51.0213 | 51.0213 | 51.0213 | 51.0213
| Displaced emissions from BAU individual ASHPs - residential, tCO2e |  | 22.3321 | 20.1135 | 17.7689 | 15.2913 | 12.3723 | 10.0105 | 8.0996 | 6.5534 | 5.3024 | 4.2902 | 3.4713 | 2.8086 | 2.2725 | 1.8387 | 1.5264 | 1.4485 | 1.419 | 1.3337 | 1.1326 | 1.0283 | 0.94814 | 0.89989 | 0.83738 | 0.82301 | 0.82301 | 0.82301 | 0.82301 | 0.82301 | 0.82301 | 0.82301 | 0.82301 | 0.82301 | 0.82301 | 0.82301 | 0.82301 | 0.82301 | 0.82301 | 0.82301 | 0.82301 | 0.82301 | 0.82301 | 0.82301 | 0.82301 | 0.82301 | 0.82301 | 0.82301 | 0.82301 | 0.82301 | 0.82301 | 0.82301 | 0.82301 | 0.82301 | 0.82301 | 0.82301 | 0.82301 | 0.82301 | 0.82301 | 0.82301 | 0.82301 | 0.82301
| Displaced emissions from BAU electric heating - residential, tCO2e |  | 44.6642 | 40.227 | 35.5379 | 30.5826 | 24.7446 | 20.021 | 16.1992 | 13.1069 | 10.6049 | 8.5805 | 6.9425 | 5.6172 | 4.545 | 3.6774 | 3.0527 | 2.8971 | 2.8379 | 2.6674 | 2.2652 | 2.0566 | 1.8963 | 1.7998 | 1.6748 | 1.646 | 1.646 | 1.646 | 1.646 | 1.646 | 1.646 | 1.646 | 1.646 | 1.646 | 1.646 | 1.646 | 1.646 | 1.646 | 1.646 | 1.646 | 1.646 | 1.646 | 1.646 | 1.646 | 1.646 | 1.646 | 1.646 | 1.646 | 1.646 | 1.646 | 1.646 | 1.646 | 1.646 | 1.646 | 1.646 | 1.646 | 1.646 | 1.646 | 1.646 | 1.646 | 1.646 | 1.646
| Emissions from electricity for heat pump, parasitic load and electric boilers, tCO2e |  | 9724.1616 | 8758.0967 | 7737.1979 | 6658.3531 | 5387.322 | 4358.9214 | 3526.8351 | 2853.588 | 2308.8588 | 1868.1145 | 1511.505 | 1222.9697 | 989.5137 | 800.6227 | 664.6277 | 630.7418 | 617.8642 | 580.7298 | 493.1743 | 447.7609 | 412.8543 | 391.8417 | 364.6247 | 358.3648 | 358.3648 | 358.3648 | 358.3648 | 358.3648 | 358.3648 | 358.3648 | 358.3648 | 358.3648 | 358.3648 | 358.3648 | 358.3648 | 358.3648 | 358.3648 | 358.3648 | 358.3648 | 358.3648 | 358.3648 | 358.3648 | 358.3648 | 358.3648 | 358.3648 | 358.3648 | 358.3648 | 358.3648 | 358.3648 | 358.3648 | 358.3648 | 358.3648 | 358.3648 | 358.3648 | 358.3648 | 358.3648 | 358.3648 | 358.3648 | 358.3648 | 358.3648
| Annual gas boiler CO2e emissions, tCO2e |  | 26960.8269 | 26960.8269 | 26960.8269 | 26960.8269 | 26960.8269 | 26960.8269 | 26960.8269 | 26960.8269 | 26960.8269 | 26960.8269 | 26960.8269 | 26960.8269 | 26960.8269 | 26960.8269 | 26960.8269 | 26960.8269 | 26960.8269 | 26960.8269 | 26960.8269 | 26960.8269 | 26960.8269 | 26960.8269 | 26960.8269 | 26960.8269 | 26960.8269 | 26960.8269 | 26960.8269 | 26960.8269 | 26960.8269 | 26960.8269 | 26960.8269 | 26960.8269 | 26960.8269 | 26960.8269 | 26960.8269 | 26960.8269 | 26960.8269 | 26960.8269 | 26960.8269 | 26960.8269 | 26960.8269 | 26960.8269 | 26960.8269 | 26960.8269 | 26960.8269 | 26960.8269 | 26960.8269 | 26960.8269 | 26960.8269 | 26960.8269 | 26960.8269 | 26960.8269 | 26960.8269 | 26960.8269 | 26960.8269 | 26960.8269 | 26960.8269 | 26960.8269 | 26960.8269 | 26960.8269
| Annual network CO2e emissions, tCO2e |  | 9724.1616 | 8758.0967 | 7737.1979 | 6658.3531 | 5387.322 | 4358.9214 | 3526.8351 | 2853.588 | 2308.8588 | 1868.1145 | 1511.505 | 1222.9697 | 989.5137 | 800.6227 | 664.6277 | 630.7418 | 617.8642 | 580.7298 | 493.1743 | 447.7609 | 412.8543 | 391.8417 | 364.6247 | 358.3648 | 358.3648 | 358.3648 | 358.3648 | 358.3648 | 358.3648 | 358.3648 | 358.3648 | 358.3648 | 358.3648 | 358.3648 | 358.3648 | 358.3648 | 358.3648 | 358.3648 | 358.3648 | 358.3648 | 358.3648 | 358.3648 | 358.3648 | 358.3648 | 358.3648 | 358.3648 | 358.3648 | 358.3648 | 358.3648 | 358.3648 | 358.3648 | 358.3648 | 358.3648 | 358.3648 | 358.3648 | 358.3648 | 358.3648 | 358.3648 | 358.3648 | 358.3648
| Annual CO2e savings against gas boilers, tCO2e |  | 17236.6653 | 18202.7302 | 19223.6289 | 20302.4738 | 21573.5049 | 22601.9054 | 23433.9918 | 24107.2389 | 24651.9681 | 25092.7124 | 25449.3219 | 25737.8572 | 25971.3132 | 26160.2041 | 26296.1992 | 26330.0851 | 26342.9627 | 26380.097 | 26467.6526 | 26513.066 | 26547.9726 | 26568.9852 | 26596.2022 | 26602.4621 | 26602.4621 | 26602.4621 | 26602.4621 | 26602.4621 | 26602.4621 | 26602.4621 | 26602.4621 | 26602.4621 | 26602.4621 | 26602.4621 | 26602.4621 | 26602.4621 | 26602.4621 | 26602.4621 | 26602.4621 | 26602.4621 | 26602.4621 | 26602.4621 | 26602.4621 | 26602.4621 | 26602.4621 | 26602.4621 | 26602.4621 | 26602.4621 | 26602.4621 | 26602.4621 | 26602.4621 | 26602.4621 | 26602.4621 | 26602.4621 | 26602.4621 | 26602.4621 | 26602.4621 | 26602.4621 | 26602.4621 | 26602.4621
| CO2e intensity of heat delivered, g/kWh |  | 78.0209 | 70.2698 | 62.0787 | 53.4227 | 43.2247 | 34.9734 | 28.2972 | 22.8955 | 18.5249 | 14.9886 | 12.1274 | 9.8124 | 7.9393 | 6.4237 | 5.3326 | 5.0607 | 4.9574 | 4.6594 | 3.9569 | 3.5926 | 3.3125 | 3.1439 | 2.9255 | 2.8753 | 2.8753 | 2.8753 | 2.8753 | 2.8753 | 2.8753 | 2.8753 | 2.8753 | 2.8753 | 2.8753 | 2.8753 | 2.8753 | 2.8753 | 2.8753 | 2.8753 | 2.8753 | 2.8753 | 2.8753 | 2.8753 | 2.8753 | 2.8753 | 2.8753 | 2.8753 | 2.8753 | 2.8753 | 2.8753 | 2.8753 | 2.8753 | 2.8753 | 2.8753 | 2.8753 | 2.8753 | 2.8753 | 2.8753 | 2.8753 | 2.8753 | 2.8753
| CO2e intensity of heat delivered, kg/kWh |  | 0.078021 | 0.07027 | 0.062079 | 0.053423 | 0.043225 | 0.034973 | 0.028297 | 0.022895 | 0.018525 | 0.014989 | 0.012127 | 0.0098124 | 0.0079393 | 0.0064237 | 0.0053326 | 0.0050607 | 0.0049574 | 0.0046594 | 0.0039569 | 0.0035926 | 0.0033125 | 0.0031439 | 0.0029255 | 0.0028753 | 0.0028753 | 0.0028753 | 0.0028753 | 0.0028753 | 0.0028753 | 0.0028753 | 0.0028753 | 0.0028753 | 0.0028753 | 0.0028753 | 0.0028753 | 0.0028753 | 0.0028753 | 0.0028753 | 0.0028753 | 0.0028753 | 0.0028753 | 0.0028753 | 0.0028753 | 0.0028753 | 0.0028753 | 0.0028753 | 0.0028753 | 0.0028753 | 0.0028753 | 0.0028753 | 0.0028753 | 0.0028753 | 0.0028753 | 0.0028753 | 0.0028753 | 0.0028753 | 0.0028753 | 0.0028753 | 0.0028753 | 0.0028753
| Total CO2e emissions - 20 years, tCO2e | 0: 61140.9589
| Total CO2e savings - 20 years, tCO2e | 0: 478075.5789
| Total CO2e emissions - 30 years, tCO2e | 0: 64818.833
| Total CO2e savings - 30 years, tCO2e | 0: 744005.9736
| Total CO2e emissions - 40 years, tCO2e | 0: 68402.4808
| Total CO2e savings - 40 years, tCO2e | 0: 1010030.5947
Counterfactual
| Emissions from electricity for electric heating, tCO2e |  | 0 | 0 | 0 | 0 | 0 | 0 | 0 | 0 | 0 | 0 | 0 | 0 | 0 | 0 | 0 | 0 | 0 | 0 | 0 | 0 | 0 | 0 | 0 | 0 | 0 | 0 | 0 | 0 | 0 | 0 | 0 | 0 | 0 | 0 | 0 | 0 | 0 | 0 | 0 | 0 | 0 | 0 | 0 | 0 | 0 | 0 | 0 | 0 | 0 | 0 | 0 | 0 | 0 | 0 | 0 | 0 | 0 | 0 | 0 | 0
| Emissions from electricity for heat pumps and parasitic load, tCO2e |  | 9658.4909 | 8698.9501 | 7684.9459 | 6613.3868 | 5350.9395 | 4329.4841 | 3503.0171 | 2834.3167 | 2293.2663 | 1855.4984 | 1501.2973 | 1214.7106 | 982.8312 | 795.2159 | 660.1392 | 626.4821 | 613.6915 | 576.808 | 489.8437 | 444.737 | 410.0662 | 389.1954 | 362.1623 | 355.9446 | 355.9446 | 355.9446 | 355.9446 | 355.9446 | 355.9446 | 355.9446 | 355.9446 | 355.9446 | 355.9446 | 355.9446 | 355.9446 | 355.9446 | 355.9446 | 355.9446 | 355.9446 | 355.9446 | 355.9446 | 355.9446 | 355.9446 | 355.9446 | 355.9446 | 355.9446 | 355.9446 | 355.9446 | 355.9446 | 355.9446 | 355.9446 | 355.9446 | 355.9446 | 355.9446 | 355.9446 | 355.9446 | 355.9446 | 355.9446 | 355.9446 | 355.9446
| Emissions from gas boilers, tCO2e |  | 0 | 0 | 0 | 0 | 0 | 0 | 0 | 0 | 0 | 0 | 0 | 0 | 0 | 0 | 0 | 0 | 0 | 0 | 0 | 0 | 0 | 0 | 0 | 0 | 0 | 0 | 0 | 0 | 0 | 0 | 0 | 0 | 0 | 0 | 0 | 0 | 0 | 0 | 0 | 0 | 0 | 0 | 0 | 0 | 0 | 0 | 0 | 0 | 0 | 0 | 0 | 0 | 0 | 0 | 0 | 0 | 0 | 0 | 0 | 0
| Annual CO2e emissions, tCO2e |  | 9658.4909 | 8698.9501 | 7684.9459 | 6613.3868 | 5350.9395 | 4329.4841 | 3503.0171 | 2834.3167 | 2293.2663 | 1855.4984 | 1501.2973 | 1214.7106 | 982.8312 | 795.2159 | 660.1392 | 626.4821 | 613.6915 | 576.808 | 489.8437 | 444.737 | 410.0662 | 389.1954 | 362.1623 | 355.9446 | 355.9446 | 355.9446 | 355.9446 | 355.9446 | 355.9446 | 355.9446 | 355.9446 | 355.9446 | 355.9446 | 355.9446 | 355.9446 | 355.9446 | 355.9446 | 355.9446 | 355.9446 | 355.9446 | 355.9446 | 355.9446 | 355.9446 | 355.9446 | 355.9446 | 355.9446 | 355.9446 | 355.9446 | 355.9446 | 355.9446 | 355.9446 | 355.9446 | 355.9446 | 355.9446 | 355.9446 | 355.9446 | 355.9446 | 355.9446 | 355.9446 | 355.9446
| CO2e intensity of heat delivered, g/kWh |  | 77.494 | 69.7952 | 61.6594 | 53.0619 | 42.9328 | 34.7372 | 28.1061 | 22.7409 | 18.3998 | 14.8874 | 12.0455 | 9.7461 | 7.8857 | 6.3803 | 5.2966 | 5.0265 | 4.9239 | 4.628 | 3.9302 | 3.5683 | 3.2901 | 3.1227 | 2.9058 | 2.8559 | 2.8559 | 2.8559 | 2.8559 | 2.8559 | 2.8559 | 2.8559 | 2.8559 | 2.8559 | 2.8559 | 2.8559 | 2.8559 | 2.8559 | 2.8559 | 2.8559 | 2.8559 | 2.8559 | 2.8559 | 2.8559 | 2.8559 | 2.8559 | 2.8559 | 2.8559 | 2.8559 | 2.8559 | 2.8559 | 2.8559 | 2.8559 | 2.8559 | 2.8559 | 2.8559 | 2.8559 | 2.8559 | 2.8559 | 2.8559 | 2.8559 | 2.8559
| CO2e intensity of heat delivered, kg/kWh |  | 0.077494 | 0.069795 | 0.061659 | 0.053062 | 0.042933 | 0.034737 | 0.028106 | 0.022741 | 0.0184 | 0.014887 | 0.012046 | 0.0097461 | 0.0078857 | 0.0063803 | 0.0052966 | 0.0050265 | 0.0049239 | 0.004628 | 0.0039302 | 0.0035683 | 0.0032901 | 0.0031227 | 0.0029058 | 0.0028559 | 0.0028559 | 0.0028559 | 0.0028559 | 0.0028559 | 0.0028559 | 0.0028559 | 0.0028559 | 0.0028559 | 0.0028559 | 0.0028559 | 0.0028559 | 0.0028559 | 0.0028559 | 0.0028559 | 0.0028559 | 0.0028559 | 0.0028559 | 0.0028559 | 0.0028559 | 0.0028559 | 0.0028559 | 0.0028559 | 0.0028559 | 0.0028559 | 0.0028559 | 0.0028559 | 0.0028559 | 0.0028559 | 0.0028559 | 0.0028559 | 0.0028559 | 0.0028559 | 0.0028559 | 0.0028559 | 0.0028559 | 0.0028559
| Total CO2e emissions - 20 years, tCO2e | 0: 60728.0522
| Total CO2e emissions - 30 years, tCO2e | 0: 64381.0884
| Total CO2e emissions - 40 years, tCO2e | 0: 67940.5345
END OF SHEET | bar: 0 to 27

## Price projections
1 | BEIS Price Projections
| Reference year for tariffs |  | 2024
|  |  | 2022 | 2023 | 2024 | 2025 | 2026 | 2027 | 2028 | 2029 | 2030 | 2031 | 2032 | 2033 | 2034 | 2035 | 2036 | 2037 | 2038 | 2039 | 2040 | 2041 | 2042
|  |  | 0 | 0 | 1 | 1 | 1 | 1 | 1 | 1 | 1 | 1 | 1 | 1 | 1 | 1 | 1 | 1 | 1 | 1 | 1 | 1 | 1
Central Scenario
| Natural gas | Reference year tariff
| Industrial | 2.5771 | 2.3907 | 2.4827 | 2.5771 | 2.6702 | 2.7171 | 2.8031 | 2.8467 | 2.8902 | 2.933 | 2.9758 | 3.0187 | 3.0616 | 3.1045 | 3.1474 | 3.1465 | 3.1457 | 3.1448 | 3.144 | 3.1433 | 3.1433 | 3.1433
| Residential | 4.5936 | 4.5121 | 4.5519 | 4.5936 | 4.6299 | 4.6571 | 4.6915 | 4.7297 | 4.7494 | 4.7706 | 4.7905 | 4.8152 | 4.8339 | 4.8581 | 4.887 | 4.9208 | 4.9164 | 4.9117 | 4.9072 | 4.9026 | 4.9026 | 4.9026
| Commercial / services | 3.3776 | 3.0954 | 3.235 | 3.3776 | 3.5171 | 3.5686 | 3.6584 | 3.7058 | 3.7545 | 3.8002 | 3.846 | 3.8918 | 3.9377 | 3.9836 | 4.0296 | 4.0287 | 4.0279 | 4.027 | 4.0263 | 4.0255 | 4.0255 | 4.0255
Grid electricity
| Industrial | 12.6938 | 13.0191 | 12.6699 | 12.6938 | 12.8067 | 12.86 | 12.7775 | 12.4697 | 12.3365 | 12.444 | 12.1647 | 12.0465 | 11.8307 | 11.6107 | 11.5255 | 11.5546 | 11.5734 | 11.7359 | 11.7011 | 11.6222 | 11.6222 | 11.6222
| Residential | 21.083 | 21.4712 | 21.4247 | 21.083 | 21.3042 | 21.4945 | 21.0936 | 21.0358 | 20.8699 | 21.2614 | 21.2003 | 20.7315 | 20.1997 | 19.917 | 19.6294 | 19.493 | 19.4428 | 19.2763 | 19.5561 | 19.2603 | 19.2603 | 19.2603
| Commercial / services | 14.8585 | 15.2107 | 14.8351 | 14.8585 | 14.9712 | 15.0304 | 14.883 | 14.5354 | 14.4075 | 14.5934 | 14.6759 | 14.4657 | 14.1366 | 13.8342 | 13.6978 | 13.6051 | 13.4113 | 13.5182 | 13.4584 | 13.3305 | 13.3305 | 13.3305
Low Scenario
Natural gas
| Industrial | 1.8821 | 1.6958 | 1.7877 | 1.8821 | 1.9753 | 2.0222 | 2.0264 | 2.07 | 2.1135 | 2.1563 | 2.1992 | 2.2012 | 2.244 | 2.2869 | 2.2889 | 2.2881 | 2.2872 | 2.2864 | 2.2856 | 2.2848 | 2.2848 | 2.2848
| Residential | 3.9363 | 3.8935 | 3.8945 | 3.9363 | 3.9726 | 3.9998 | 4.0342 | 3.9951 | 4.0148 | 4.0359 | 4.0558 | 4.0806 | 4.0605 | 4.0848 | 4.1137 | 4.1089 | 4.1044 | 4.0997 | 4.0952 | 4.0906 | 4.0906 | 4.0906
| Commercial / services | 2.6827 | 2.4005 | 2.5401 | 2.6827 | 2.8222 | 2.8737 | 2.8817 | 2.9292 | 2.9778 | 3.0235 | 3.0693 | 3.0743 | 3.1202 | 3.1661 | 3.1711 | 3.1703 | 3.1695 | 3.1686 | 3.1678 | 3.1671 | 3.1671 | 3.1671
Grid electricity
| Industrial | 11.1463 | 11.432 | 11.1253 | 11.1463 | 11.2454 | 11.2922 | 11.2198 | 10.9495 | 10.8326 | 10.927 | 10.6817 | 10.5779 | 10.3884 | 10.1952 | 10.1204 | 10.1459 | 10.1625 | 10.3051 | 10.2746 | 10.2053 | 10.2053 | 10.2053
| Residential | 19.784 | 20.1483 | 20.1046 | 19.784 | 19.9915 | 20.1702 | 19.794 | 19.7397 | 19.5841 | 19.9514 | 19.8941 | 19.4541 | 18.9551 | 18.6899 | 18.42 | 18.292 | 18.2449 | 18.0886 | 18.3512 | 18.0736 | 18.0736 | 18.0736
| Commercial / services | 12.6476 | 12.9474 | 12.6277 | 12.6476 | 12.7436 | 12.794 | 12.6685 | 12.3726 | 12.2638 | 12.422 | 12.4922 | 12.3133 | 12.0331 | 11.7757 | 11.6597 | 11.5807 | 11.4157 | 11.5068 | 11.4559 | 11.347 | 11.347 | 11.347
High Scenario
Natural gas
| Industrial | 3.599 | 3.4127 | 3.5046 | 3.599 | 3.6921 | 3.739 | 3.7841 | 3.8277 | 3.8713 | 3.914 | 3.9569 | 3.9998 | 4.0426 | 4.0855 | 4.1284 | 4.1276 | 4.1267 | 4.1259 | 4.1251 | 4.1243 | 4.1243 | 4.1243
| Residential | 5.5602 | 5.4787 | 5.5185 | 5.5602 | 5.5966 | 5.6237 | 5.6582 | 5.6577 | 5.6774 | 5.6985 | 5.7185 | 5.7432 | 5.7618 | 5.7861 | 5.815 | 5.8488 | 5.8443 | 5.8397 | 5.8351 | 5.8306 | 5.8306 | 5.8306
| Commercial / services | 4.3995 | 4.1174 | 4.2569 | 4.3995 | 4.539 | 4.5906 | 4.6394 | 4.6869 | 4.7355 | 4.7812 | 4.827 | 4.8729 | 4.9188 | 4.9647 | 5.0106 | 5.0098 | 5.0089 | 5.0081 | 5.0073 | 5.0065 | 5.0065 | 5.0065
Grid electricity
| Industrial | 14.543 | 14.9157 | 14.5156 | 14.543 | 14.6723 | 14.7334 | 14.6389 | 14.2863 | 14.1337 | 14.2569 | 13.9369 | 13.8014 | 13.5541 | 13.3021 | 13.2045 | 13.2378 | 13.2594 | 13.4455 | 13.4057 | 13.3153 | 13.3153 | 13.3153
| Residential | 22.4726 | 22.8864 | 22.8369 | 22.4726 | 22.7084 | 22.9113 | 22.4839 | 22.4223 | 22.2455 | 22.6628 | 22.5977 | 22.0979 | 21.5311 | 21.2298 | 20.9232 | 20.7778 | 20.7243 | 20.5469 | 20.8451 | 20.5298 | 20.5298 | 20.5298
| Commercial / services | 16.4918 | 16.8827 | 16.4658 | 16.4918 | 16.6169 | 16.6826 | 16.519 | 16.1332 | 15.9912 | 16.1975 | 16.2892 | 16.0558 | 15.6905 | 15.3549 | 15.2035 | 15.1006 | 14.8855 | 15.0042 | 14.9378 | 14.7958 | 14.7958 | 14.7958
Selected Scenario:
| Central scenario flag | 1
| Low scenario flag | 0
| High scenario flag | 0
Natural gas
| Industrial |  |  |  | 100% | 103.6% | 105.4% | 108.8% | 110.5% | 112.2% | 113.8% | 115.5% | 117.1% | 118.8% | 120.5% | 122.1% | 122.1% | 122.1% | 122% | 122% | 122% | 122% | 122%
| Residential |  |  |  | 100% | 100.8% | 101.4% | 102.1% | 103% | 103.4% | 103.9% | 104.3% | 104.8% | 105.2% | 105.8% | 106.4% | 107.1% | 107% | 106.9% | 106.8% | 106.7% | 106.7% | 106.7%
| Commercial / services |  |  |  | 100% | 104.1% | 105.7% | 108.3% | 109.7% | 111.2% | 112.5% | 113.9% | 115.2% | 116.6% | 117.9% | 119.3% | 119.3% | 119.3% | 119.2% | 119.2% | 119.2% | 119.2% | 119.2%
Grid electricity
| Industrial |  |  |  | 100% | 100.9% | 101.3% | 100.7% | 98.23% | 97.19% | 98.03% | 95.83% | 94.9% | 93.2% | 91.47% | 90.8% | 91.03% | 91.17% | 92.45% | 92.18% | 91.56% | 91.56% | 91.56%
| Residential |  |  |  | 100% | 101% | 102% | 100.1% | 99.78% | 98.99% | 100.8% | 100.6% | 98.33% | 95.81% | 94.47% | 93.11% | 92.46% | 92.22% | 91.43% | 92.76% | 91.35% | 91.35% | 91.35%
| Commercial / services |  |  |  | 100% | 100.8% | 101.2% | 100.2% | 97.83% | 96.96% | 98.22% | 98.77% | 97.36% | 95.14% | 93.11% | 92.19% | 91.56% | 90.26% | 90.98% | 90.58% | 89.72% | 89.72% | 89.72%
| Annex M: | https://www.gov.uk/government/publications/valuation-of-energy-use-and-greenhouse-gas-emissions-for-appraisal
| Last updated: | 2021-10-07
END OF SHEET

## Lists
YesNo
Yes
No
Phases
Phase 1
Phase 2
Phase 3
20 years
30 years
40 years
Counterfactual
Gas boiler
ASHP
Electric heating
Auxillary boilers
Gas
Electric
Gas and Electric
BEISpriceprojections
Low scenario
Central scenario
High scenario
Energytariffindexing
BEIS price projections
Fixed rate
Catering
Domestic
Education (further and higher)
Education (Higher)
Education (schools)
Entertainment
Hospitals
Hotels
Industrial buildings
Local authority buildings
Ministry of Defence (MoD) buildings
Offices
Public buildings
Retail
Sports and recreation