## Version control
Template number: | T0127a
Version number: | V01
Issue date: | 2023-05-19
Document version | Issue date | Created by | Comments
V01 | 2023-05-19 | AG

## Guide
Project name:
Project number:
Prepared for:
Prepared by:
Checked by:
Network option:
Version:
Template number: | T0127
Model number: | V02
Date of issue:
GUIDE
This model has been constructed by Sustainable Energy to assess the economic viability of the network with the option to vary key parameters and project timing.
If significant changes in key parameters are required, please contact Sustainable Energy to re-run the technical assessment to update technology inputs.
Project inputs and results are presented in the 'Dashboard' tab for project lifetimes of 20, 30, 40 years.
Disclaimer
This ATEM assesses the viability of heat decarbonisation with low carbon technologies. It is not a detailed financial model and third parties should conduct their own due diligence to verify investment options and decisions. Sustainable Energy accepts no liability of any kind.
GENERAL OPERATION
General
Inputs that can be varied within the model are denoted by grey cells (for direct inputs), green cells (for inputs from other tools) or yellow cells (for drop downs).
All key variables can be varied on the 'Dashboard' tab. Results are automatically calculated and shown in the 'Dashboard' tab.
Network phase can be selected in the 'Dashboard' tab cell C9. And first year of each phase can be selected in the 'Dashboard' cells C26:C28.
Separated into 10 sections, as follows:
Key variables
1. Dashboard
2. Heat connections
3. Technical inputs
4. Operating model
5. OPEX
6. CAPEX
7. Revenue
8. Financial analysis
9. CO2
10. Price projections
GLOSSARY
Discount rate | The rate of return used in discounted cash flow analysis to determine the present value of future cash flows.
IRR (internal rate of return) | The interest rate at which the net present value of all cash flows from the project equal zero.
NPC | The present value of cash outflows over the project lifetime.
NPV (net present value) | The difference between the present value of cash inflows and the present value of cash outflows over the project lifetime.
Simple payback | The length of time required to recover the cost of the initial investment. Simple payback does not take into account additional CAPEX (i.e. for later phases).
Techno-economic model | This is a discounted cash flow model which shows the costs and income for a 25 year, 30 year and 40 year life cycle. This is not a detail financial model.
ABBREVIATIONS
BAU | Business as usual
BEIS | Department for Business, Energy and Industrial Strategy
CAPEX | Capital costs
CCL | Climate change levy
CO2e | Carbon dioxide equivalent
COP | Coefficient of Performance
HP | Heat pump
OPEX | Operational expenditure
TEM | Techno-economic model
THE END OF SHEET

## Dashboard
Green cells = inputs from SE tools
Blue cells = outputs
Yellow cells = select from drop down list
Grey cells = inputs |  | Show results over | 40 years
White cells = calculations
|  |  | HEAT NETWORK | ALTERNATIVE SOLUTION FOR REMAINING SITES | COMBINED SOLUTION | COUNTERFACTUAL
KEY PROJECT VARIABLES |  | Economics
Network option (select from drop down) | Phase 3 | Net Present Cost | #REF! | #REF! | 0 | #REF!
Gas tariff (excl. CCL), p/kWh | 7.5 | Levelised cost of heat, p/kWh | #REF! | 0 | 0 | #REF!
Gas standing charge, £/day | 25 | Net Present Value | #REF!
CCL - natural gas, p/kWh | 0.775 | IRR
CCL - electricity, p/kWh | 0.775 | Simple payback
Energy centre electricity tariff, p/kWh | 21 | CAPEX | 14996146.6547 | 0 | 0 | #REF!
Phase 1 energy centre electrical capacity, kVa | 6821.9521 | REPEX | 27867140.6815 | #REF! | 0 | #REF!
Phase 2 energy centre electrical capacity, kVa | 8160.7002 | OPEX | #REF! | 0 | 0 | #REF!
Phase 3 energy centre electrical capacity, kVa | 8616.6384
Energy centre electricity fixed charge (£/day) | 251.8956 | Carbon
Agreed Availability Capacity Charge (£/kVA/day) | 0.0564 | Carbon intensity of heat delivered in year 1, gCO2e/kWh | #REF! | 0 | 0 | #REF!
Peak and reserve boilers | Electric | Carbon intensity of heat delivered in final year, gCO2e/kWh | #REF! | 0 | 0 | #REF!
Include contingency on capital costs | Yes | tCO2e savings against gas boilers | #REF! | 0 | 0
Include connection charges from network connections | No | £ capital employed per tCO2e saved * | #REF! | 0 | 0
Connection charges from network connections, £/kW |  | Total carbon emitted, tCO2e | #REF! | 0 | 0 | #REF!
Discount rate, % | 3.5%
Grant funding phase 1 | 0%
Grant funding phase 2 | 0%
Grant funding phase 3 | 0%
Phase 1 start year | 2027
Phase 2 start year | 2032 |  |  | KEY PARAMETERS
Phase 3 start year | 2037 |  | Phase 1 (additonal) | Phase 2 (additonal) | Phase 3 (additonal) | Total
BEIS price projections scenario | Central scenario | Phase flag | 0 | 0 | 1
Indexing for fossil fuel prices | BEIS price projections | Capital costs (additional) | 9267897.1073 | 2955888.5831 | 2772360.9643 | 14996146.6547
Fixed rate value | 2.5% | Grant funding | 0 | 0 | 0 | 0
Include solar thermal | No | Connection charges | 0 | 0 | 0 | 0
Alternative solution for remaining sites start year | 2024 | Remaining capital costs | 9267897.1073 | 2955888.5831 | 2772360.9643 | 14996146.6547
Include alternative solution in combined solution | No | Total network heat demand, kWh | #REF! | #REF! | #REF! | #REF!
Commercial electricity tariff, p/kWh | 21 | Network losses, kWh | #REF! | #REF! | #REF! | #REF!
Residential electricity tariff, p/kWh | 34 | Total heat supplied to network, kWh | #REF! | #REF! | #REF! | #REF!
Counterfactual solution | ASHP | Heat pump capacity, kW | 2728.7809 | 535.4992 | 182.3753 | 3446.6554
Residential gas tariff, p/kWh |  | Heat supplied by heat pump, kWh | #REF! | #REF! | #REF! | #REF!
Include heat sales in the assessment | No | Heat supplied by peak and reserve gas boilers, kWh | 0 | 0 | 0 | 0
|  | Heat supplied by peak and reserve electric boilers, kWh | #REF! | #REF! | #REF! | #REF!
|  | % heat demand met by heat pump | 0% | 0% | 0%
|  | Network spine trench length, m | 1408 | 841 | 872 | 3121
KEY CAPEX VARIABLES
Contingency
Energy Centre / civils and builders works | 15%
Heat Pump technology | 20%
Gas boilers backup | 10%
Electric boilers backup | 10%
Thermal stores | 10%
Main district heat network pumps | 20%
Balance of plant (pressurisation, water treatment) | 10%
Controls | 20%
Energy Centre Mechanical and Electrical works | 10%
PM, Design & professional fees | 10%
Heat exchange (air heat exchanger) | 20%
Heat exchange (boreholes) | 20%
Solar thermal | 20%
Foul water heat exchanger unit
Substations for building connections - (undiversified peak) | 10%
Secondary side plant room integration | 10%
Network spine | 20%
Network within parcels | 20%
THE END OF SHEET

## Heat connections
1 | Heat connections
[7 empty] | Might be 1 as default? | Is this something that can be pulled easily? Affects costs of retrofit etc. | Assumptions made outside the model
| ID | TOID | Category (ABP) | Annual demand | Peak heat demand, kW | No. of individual residential connections | No. commercial connections | Existing/planned development | Phase | Connected to heat network | Connection year | Cost of heat overwrite
| 1 | OSGB0000000000000000 | Domestic | 500000 | 150 | 50 | 1 |  |  | Yes | 2037

## Pipe data
1 | Pipe data
Only really needed for pipes with only 1 building downstream, but would be a nice-to-have other pipes to know what is downstream. Might get quite messy to fit into one cell though?
| ID | Length | Surface | Nominal Diameter | Losses (kWh/y) | Delivered Power, kW | Delivered demand, kWh/y | Number of buildings downstream | Number of connected users downstream | Connected buildings ID | Assumed diversity from model

## Heat supplies
1 | Heat supplies
|  | If it is one of our heat supplies, can we pull this back through? |  |  | Feel free to combine these or not, easy enough to do in out TEM |  | Feel free to combine these or not, easy enough to do in out TEM
| ID | Description | kWh/yr output, incl losses | capacity, kWp | Capex, fixed | Capex, per kWp | Opex, fixed | Opex, per kWp | Opex, per kWh | Diversity

## Technical inputs
1 | Energy Generation
Heat network
|  | Phase 1 (cumulative) | Phase 2 (cumulative) | Phase 3 (cumulative)
| Commercial annual heat demand, kWh | 500000 | #REF! | #REF!
| Residential annual heat demand, kWh | #REF! | #REF! | #REF!
| Network heat losses, % | 10% | 10% | 10%
| Diversified Peak demand, kW | 5457.5617 | 6528.5602 | 6893.3107
| ASHP capacity - % of peak demand | 50% | 50% | 50%
| Centralised ASHP COP | 2.7 | 2.7 | 2.7
| Borehole utilisation, % | 0% | 0% | 0%
| Centralised GSHP COP | 3.5 | 3.5 | 3.5
| Heat pump maintenance and services, £/MWh | 15 | 15 | 15
| Peak and reserve gas boiler capacity, % of peak demand | 0% | 0% | 0%
| Peak and reserve gas boiler efficiency, % | 90% | 90% | 90%
% demand delivered by gas peak and reserve boilers
| Peak and reserve gas boiler O&M, £/MWh | 3 | 3 | 3
| Peak and reserve electric boiler capacity, % of peak | 100% | 100% | 100%
| % demand delivered by electric peak and reserve boilers | 9.7% | 7% | 9.1%
| Peak and reserve electric boiler efficiency | 100% | 100% | 100%
| Peak and reserve electric boiler O&M, £/MWh | 1.5 | 1.5 | 1.5
| Peak and reserve electric boiler O&M annual fixed cost | 1000 | 1000 | 1000
| Energy centre parasitic load, % of heat demand | 2% | 2% | 2%
| Heat network maintenance costs, £/m | 5 | 5 | 5
| HIU maintenance costs, £/dwelling | 40 | 40 | 40
| Commercial connection maintenance cost, £/connection | 200 | 200 | 200
| Metering and billing costs, £/dwelling | 50 | 50 | 50
| Metering and billing costs, £/commercial connection | 150 | 150 | 150
Alternative solution for remaining sites
Commercial annual heat demand, kWh
Residential annual heat demand, kWh
Commercial heat pump COP
Residential heat pump COP
| Heat pump maintenance and service costs, % CAPEX | 5%
Counterfactual
| Commercial ASHP COP | 2.4
| Residential ASHP COP | 2
| Electric heating efficiency, % | 100%
| Gas boiler efficiency, % | 85%
| Heat pump maintenance and service costs, % CAPEX | 5%
| Gas boiler maintenance cost, £/MWh | 3
| Electric boiler maintenance costs, £/MWh | 0
2 | Technology assumptions
Heat network - Heat sources
Closed loop boreholes
| Borehole parasitic load, % of demand | 5%
| Energy available from borehole, W/m | 0
| Borehole depth, m | 0
| Land available for borefield, m2 | 0
| Spacing between boreholes, m | 20 | add yesno to include gshp so if all celss are empty operational model doesn’t break
| Number of boreholes possible | 2
| Energy available from boreholes | 0
| Annual energy available from closed loop boreholes, kWh | 0
Solar thermal
| Solar thermal yield, kWh/annum/m2 of land | 180 | the solar field supplies an average of 450 kwh of usable heat per square metre
| Land available for solar PV, m2 | 81405 | An area of 2.5 m2 is needed for 1 m2 of collector to avoid shading the following row
| Collectors area, m2 | 32562
| Open loop boreholes calculations | Phase 1 | Phase 2 (additional) | Phase 3 (additional)
| Number of abstraction boreholes required | 12 | 14 | 16
| Plant replacement period, years | 20
Alternative solution for remaining sites
| Plant replacement period, years | 20
Counterfactual
| Plant replacement period, years | 15
| Gas boilers, £/dwelling | 800
| Individual ASHPs, £/dwelling | 8320
| Electric heating, £/dwelling | 2000
| Commercial gas boiler, £/kW | 80
| Commercial ASHP, £/kW | 750
| Commercial electric heating, £/kW | 245
3 | Network
|  | Phase 1 (cumulative) | Phase 2 (cumulative) | Phase 3 (cumulative)
| Network spine lengths, m | 1408 | 2249 | 3121
Network parcel lengths, m
| Total | 1408 | 2249 | 3121
4 | Scheme details
|  | Phase 1 (cumulative) | Phase 2 (cumulative) | Phase 3 (cumulative)
| Number of domestic connections | 0 | 0 | 0
| Number of non-domestic connections | 0 | 0 | 0
| Total capacity size of domestic connections, kW (undiversified) | #REF! | #REF! | #REF!
| Total capacity size of non-domestic connections, kW (undiversified) | #REF! | #REF! | #REF!
Alternative solution for remaining sites
| Total number of domestic connections | 0
| Total number of non-domestic connections | 0
| Total capacity size of domestic connections, kW | #REF!
| Total capacity size of non-domestic connections, kW | #REF!
THE END OF SHEET

## Operating model
1 | Operating model
Heat network
|  | Phase 1 (cumulative) | Phase 2 (cumulative) | Phase 3 (cumulative)
|  | 0 | 0 | 1
| Total network heat demand, kWh | #REF! | #REF! | #REF!
| Network losses, kWh | #REF! | #REF! | #REF!
| Total heat supplied by network, kWh | #REF! | #REF! | #REF!
| ASHP capacity, kW | 2728.7809 | 3264.2801 | 3446.6554
| GSHP capacity, kW | 0 | 0 | 0
| Total heat pump capacity, kW | 2728.7809 | 3264.2801 | 3446.6554
| Gas boiler capacity, kW | 0 | 0 | 0
| Electric boiler capacity, kW | 5457.5617 | 6528.5602 | 6893.3107
| Heat generated by ASHP, kWh | #REF! | #REF! | #REF!
| Heat generated by GSHP, kWh | #REF! | #REF! | #REF!
| Heat supplied by heat pump, kWh | #REF! | #REF! | #REF!
| Heat supplied by peak and reserve gas boilers, kWh | 0 | 0 | 0
| Heat supplied by peak and reserve electric boilers, kWh | #REF! | #REF! | #REF!
| Heat generated by solar thermal, kWh | 0 | 0 | 0
| Electricity requirements for ASHP, kWh | #REF! | #REF! | #REF!
| Electricity requirements for GSHP, kWh | #REF! | #REF! | #REF!
| Gas requirments for gas peak and reserve boiler, kWh | 0 | 0 | 0
| Electricity requirments for electric peak and reserve boilers, kWh | #REF! | #REF! | #REF!
| Energy centre parasitic load, kWh | #REF! | #REF! | #REF!
| Energy centre electricity demand, kWh | #REF! | #REF! | #REF!
Alternative solution for remaining sites
| Electricity demand for heat pumps, kWh | 0
| Commercial electricity demand for heat pumps, kWh | 0
| Residential electricity demand for heat pumps, kWh | 0
THE END OF SHEET

## OPEX
1 | Operational Expenditure
|  | Phase 1 (cumulative) | Phase 2 (cumulative) | Phase 3 (cumulative)
| Phase flag | 0 | 0 | 1
Heat network
| Input fuel costs for gas peak and reserve boilers | 0 | 0 | 0
| CCL costs for gas for peak and reserve boilers | 0 | 0 | 0
| Gas standing charge | 0 | 0 | 0
| Import electricity costs for heat pump, electric boilers, energy centre and network pumps | #REF! | #REF! | #REF!
| CCL costs for electricity for energy centre | #REF! | #REF! | #REF!
| Electricity standing charge | 232378.6008 | 259938.0685 | 269324.0127
| Heat pump maintenance and service costs | #REF! | #REF! | #REF!
O&M for solar thermal
| Gas peak and reserve boilers maintenance and service costs | 0 | 0 | 0
| Electric peak and reserve boilers maintenance and service costs | 1008.1863 | 1009.7928 | 1010.34
| Pipework system monitoring and maintenance | 7040 | 11245 | 15605
Alternative solution for remaining sites
| Import electricity costs for commercial heat pumps | 0
| Import electricity costs for residential heat pumps | 0
| CCL costs for electricity import | 0
| Heat pump maintenance and service costs | #REF!
Counterfactual
| Heat pump maintenance and service costs | #REF! | #REF! | #REF!
| Gas boilers maintenance and service costs | 0 | 0 | 0
| Electric boiler maintenance and service costs | 0 | 0 | 0
THE END OF SHEET

## CAPEX
1 | Capital Expenditure
Heat Network
|  | Assumptions | Input / size | Rate | Units | Phase 1 (cumulative) | Phase 2 (cumulative) | Phase 3 (cumulative) | Risk contingency | Phase 1 (including contingency) | Phase 2 (including contingency) | Phase 3 (including contingency)
General costs
| Energy Centre / civils and builders works |  | 516.9983 | 4000 | £/m2 | 2067993.2227 | 2067993.2227 | 2067993.2227 | 15% | 2378192.2061 | 2378192.2061 | 2378192.2061
| Heat Pump technology |  |  | 550 | £/kW | 1500829.4713 | 1795354.0459 | 1895660.4541 | 20% | 1800995.3656 | 2154424.8551 | 2274792.545
| Gas boilers backup |  |  | 75 | £/kW | 0 | 0 | 0 | 10% | 0 | 0 | 0
| Electric boilers backup |  |  | 50 | £/kW | 272878.0857 | 326428.0084 | 344665.5371 | 10% | 300165.8943 | 359070.8092 | 379132.0908
| Thermal stores |  | 100000 | 2 | £/litre | 200000 | 200000 | 200000 | 10% | 220000 | 220000 | 220000
| Main district heat network pumps |  |  | 15 | £/kW | 40931.7129 | 48964.2013 | 51699.8306 | 20% | 49118.0554 | 58757.0415 | 62039.7967
| Balance of plant (pressurisation, water treatment) |  |  | 20 | £/kW | 54575.6171 | 65285.6017 | 68933.1074 | 10% | 60033.1789 | 71814.1618 | 75826.4182
| Controls |  |  | 34.42 | £/kW | 93924.6371 | 112356.5205 | 118633.8779 | 20% | 112709.5645 | 134827.8246 | 142360.6535
| Energy Centre Mechanical and Electrical works |  |  |  |  | 1057783.1867 | 1154095.4001 | 1186896.5075 | 10% | 1163561.5054 | 1269504.9401 | 1305586.1582
| PM, Design & professional fees |  |  |  |  | 727467.2105 | 954333.3017 | 1166381.3612 | 10% | 800213.9315 | 1049766.6319 | 1283019.4973
| Heat source specific costs | Include?
| Heat exchange (air heat exchanger) | Yes |  | 200 | £/kW | 545756.1714 | 652856.0167 | 689331.0742 | 20% | 654907.4057 | 783427.2201 | 827197.2891
| Heat exchange (closed loop boreholes) | No |  | 50 | £/m | 0 | 0 | 0 | 20% | 0 | 0 | 0
| Heat exchange (open loop ground source) | Yes |  | 120000 | £/borehole | 1440000 | 3120000 | 5040000 | 20% | 1728000 | 3744000 | 6048000
| Solar thermal | No |  | 215 | £/m2 | 0 | 0 | 0 | 20% | 0 | 0 | 0
| Foul water heat exchanger unit | [7 empty] | 0% | 0 | 0 | 0
| Substations for building connections - (undiversified peak) | [7 empty] | 10% | 0 | 0 | 0
| Secondary side plant room integration | [7 empty] | 10% | 0 | 0 | 0
0%
| Energy centre total |  |  |  |  | 8002139.3154 | 10497666.3189 | 12830194.9727 |  | 9267897.1073 | 12223785.6904 | 14996146.6547
Heat network costs
| Network spine costs |  |  | 0 | £/m |  |  |  | 20% | 0 | 0 | 0
| Network parcel costs |  |  | 0 | £/m |  |  |  | 20% | 0 | 0 | 0
| Total |  |  |  |  | 8002139.3154 | 10497666.3189 | 12830194.9727 |  | 9267897.1073 | 12223785.6904 | 14996146.6547
| Grant funding |  |  |  |  | 0 | 0 | 0 |  | 0 | 0 | 0
Connection charges
| Total CAPEX including connection charges |  |  |  |  | 8002139.3154 | 10497666.3189 | 12830194.9727 |  | 9267897.1073 | 12223785.6904 | 14996146.6547
EC sizing
| Equipment | Input/size MW | m2/MW | Additional land | Total m2
| Peak and reserve back up boilers | 6.8933 | 25 | 20% | 206.7993
| Heat pump | 3.4467 | 25 | 20% | 103.3997
| Heat exchangers and pumping | 3.4467 | 50 | 20% | 206.7993
|  |  |  | Total | 516.9983 | m2
Alternative solution for remaining sites
|  | Assumptions | Input / size | Rate | Units
Individual ASHPs
Commercial
| Heat pump |  | #REF! | 650 | £/kW | #REF!
| Evaporators |  | #REF! | 350 | £/kW | #REF!
Residential
| Heat pump |  | #REF! | 8650 | £/dwelling | #REF!
[5 empty] | Total | #REF!
Counterfactual
|  |  |  | Phase 1 | Phase 2 | Phase 3
|  | Rate | Units
| ASHPs and balance of plant | 8650 | £/dwelling | 0 | 0 | 0 | electrical connection upgrade costs?
|  | 1000 | £/kW | #REF! | #REF! | #REF!
| Gas boilers and balance of plant | 800 | £/dwelling | 0 | 0 | 0
|  | 80 | £/kW | #REF! | #REF! | #REF!
| Electric heater cost | 2000 | £/dwelling | 0 | 0 | 0
|  | 245 | £/kW | #REF! | #REF! | #REF!
|  |  | Total | #REF! | #REF! | #REF!
2 | Replacement costs
| Heat network | Phase 1 | Phase 2 | Phase 3
| Annualised replacement cost | 463394.8554 | 611189.2845 | 749807.3327
Alternative solution for remaining sites
| Annualised replacement cost | #REF!
Counterfactual
| Annualised replacement cost | #REF! | #REF! | #REF!
END OF SHEET

## Revenue
1 | Revenue
|  | Phase 1 (cumulative) | Phase 2 (cumulative) | Phase 3 (cumulative)
| Phase flag | 0 | 0 | 1
| Fixed heat tariff revenue | 0 | 0 | 0
| Variable heat tariff revenue - industrial | 0 | 0 | 0 | Potentially make it look up heat connection
| Variable heat tariff revenue - residential | 0 | 0 | 0
| Variable heat tariff revenue - commercial / services | 0 | 0 | 0
| Avoided costs | 0 | 0 | 0
THE END OF SHEET

## Financial Analysis
1 | Financial Analysis
|  | Network year | 0 | 1 | 2 | 3 | 4 | 5 | 6 | 7 | 8 | 9 | 10 | 11 | 12 | 13 | 14 | 15 | 16 | 17 | 18 | 19 | 20 | 21 | 22 | 23 | 24 | 25 | 26 | 27 | 28 | 29 | 30 | 31 | 32 | 33 | 34 | 35 | 36 | 37 | 38 | 39 | 40 | 41 | 42 | 43 | 44 | 45 | 46 | 47 | 48 | 49 | 50 | 51 | 52 | 53 | 54 | 55 | 56 | 57 | 58 | 59 | 60
|  | Phase |  | 1 | 1 | 1 | 1 | 1 | 2 | 2 | 2 | 2 | 2 | 3 | 3 | 3 | 3 | 3 | 3 | 3 | 3 | 3 | 3 | 3 | 3 | 3 | 3 | 3 | 3 | 3 | 3 | 3 | 3 | 3 | 3 | 3 | 3 | 3 | 3 | 3 | 3 | 3 | 3 | 3 | 3 | 3 | 3 | 3 | 3 | 3 | 3 | 3 | 3 | 3 | 3 | 3 | 3 | 3 | 3 | 3 | 3 | 3 | 3
Date | time axis 2026-12-31 to 2086-12-31
Phase 1 flag | bar: 2027-12-31 to 2086-12-31
| Phase 2 flag |  |  | 0 | 0 | 0 | 0 | 0 | 1 | 1 | 1 | 1 | 1 | 1 | 1 | 1 | 1 | 1 | 1 | 1 | 1 | 1 | 1 | 1 | 1 | 1 | 1 | 1 | 1 | 1 | 1 | 1 | 1 | 1 | 1 | 1 | 1 | 1 | 1 | 1 | 1 | 1 | 1 | 1 | 1 | 1 | 1 | 1 | 1 | 1 | 1 | 1 | 1 | 1 | 1 | 1 | 1 | 1 | 1 | 1 | 1 | 1 | 1
| Phase 3 flag |  |  | 0 | 0 | 0 | 0 | 0 | 0 | 0 | 0 | 0 | 0 | 1 | 1 | 1 | 1 | 1 | 1 | 1 | 1 | 1 | 1 | 1 | 1 | 1 | 1 | 1 | 1 | 1 | 1 | 1 | 1 | 1 | 1 | 1 | 1 | 1 | 1 | 1 | 1 | 1 | 1 | 1 | 1 | 1 | 1 | 1 | 1 | 1 | 1 | 1 | 1 | 1 | 1 | 1 | 1 | 1 | 1 | 1 | 1 | 1 | 1
| Phase 1 capital costs flag |  | 1 | 0 | 0 | 0 | 0 | 0 | 0 | 0 | 0 | 0 | 0 | 0 | 0 | 0 | 0 | 0 | 0 | 0 | 0 | 0 | 0 | 0 | 0 | 0 | 0 | 0 | 0 | 0 | 0 | 0 | 0 | 0 | 0 | 0 | 0 | 0 | 0 | 0 | 0 | 0 | 0 | 0 | 0 | 0 | 0 | 0 | 0 | 0 | 0 | 0 | 0 | 0 | 0 | 0 | 0 | 0 | 0 | 0 | 0 | 0 | 0
| Phase 2 capital costs flag |  | 0 | 0 | 0 | 0 | 0 | 1 | 0 | 0 | 0 | 0 | 0 | 0 | 0 | 0 | 0 | 0 | 0 | 0 | 0 | 0 | 0 | 0 | 0 | 0 | 0 | 0 | 0 | 0 | 0 | 0 | 0 | 0 | 0 | 0 | 0 | 0 | 0 | 0 | 0 | 0 | 0 | 0 | 0 | 0 | 0 | 0 | 0 | 0 | 0 | 0 | 0 | 0 | 0 | 0 | 0 | 0 | 0 | 0 | 0 | 0 | 0
| Phase 3 capital costs flag |  | 0 | 0 | 0 | 0 | 0 | 0 | 0 | 0 | 0 | 0 | 1 | 0 | 0 | 0 | 0 | 0 | 0 | 0 | 0 | 0 | 0 | 0 | 0 | 0 | 0 | 0 | 0 | 0 | 0 | 0 | 0 | 0 | 0 | 0 | 0 | 0 | 0 | 0 | 0 | 0 | 0 | 0 | 0 | 0 | 0 | 0 | 0 | 0 | 0 | 0 | 0 | 0 | 0 | 0 | 0 | 0 | 0 | 0 | 0 | 0 | 0
| Alternative solution for remaining sites |  |  | 0 | 0 | 0 | 0 | 0 | 0 | 0 | 0 | 0 | 0 | 0 | 0 | 0 | 0 | 0 | 0 | 0 | 0 | 0 | 0 | 0 | 0 | 0 | 0 | 0 | 0 | 0 | 0 | 0 | 0 | 0 | 0 | 0 | 0 | 0 | 0 | 0 | 0 | 0 | 0 | 0 | 0 | 0 | 0 | 0 | 0 | 0 | 0 | 0 | 0 | 0 | 0 | 0 | 0 | 0 | 0 | 0 | 0 | 0 | 0
ENERGY DEMANDS AND GENERATION
Heat network
| Commercial demand, kWh |  |  | #REF! | #REF! | #REF! | #REF! | #REF! | #REF! | #REF! | #REF! | #REF! | #REF! | #REF! | #REF! | #REF! | #REF! | #REF! | #REF! | #REF! | #REF! | #REF! | #REF! | #REF! | #REF! | #REF! | #REF! | #REF! | #REF! | #REF! | #REF! | #REF! | #REF! | #REF! | #REF! | #REF! | #REF! | #REF! | #REF! | #REF! | #REF! | #REF! | #REF! | #REF! | #REF! | #REF! | #REF! | #REF! | #REF! | #REF! | #REF! | #REF! | #REF! | #REF! | #REF! | #REF! | #REF! | #REF! | #REF! | #REF! | #REF! | #REF! | #REF!
| Residential demand, kWh |  |  | #REF! | #REF! | #REF! | #REF! | #REF! | #REF! | #REF! | #REF! | #REF! | #REF! | #REF! | #REF! | #REF! | #REF! | #REF! | #REF! | #REF! | #REF! | #REF! | #REF! | #REF! | #REF! | #REF! | #REF! | #REF! | #REF! | #REF! | #REF! | #REF! | #REF! | #REF! | #REF! | #REF! | #REF! | #REF! | #REF! | #REF! | #REF! | #REF! | #REF! | #REF! | #REF! | #REF! | #REF! | #REF! | #REF! | #REF! | #REF! | #REF! | #REF! | #REF! | #REF! | #REF! | #REF! | #REF! | #REF! | #REF! | #REF! | #REF! | #REF!
| Heat demand from network connections, kWh |  |  | #REF! | #REF! | #REF! | #REF! | #REF! | #REF! | #REF! | #REF! | #REF! | #REF! | #REF! | #REF! | #REF! | #REF! | #REF! | #REF! | #REF! | #REF! | #REF! | #REF! | #REF! | #REF! | #REF! | #REF! | #REF! | #REF! | #REF! | #REF! | #REF! | #REF! | #REF! | #REF! | #REF! | #REF! | #REF! | #REF! | #REF! | #REF! | #REF! | #REF! | #REF! | #REF! | #REF! | #REF! | #REF! | #REF! | #REF! | #REF! | #REF! | #REF! | #REF! | #REF! | #REF! | #REF! | #REF! | #REF! | #REF! | #REF! | #REF! | #REF!
| Network losses, kWh |  |  | #REF! | #REF! | #REF! | #REF! | #REF! | #REF! | #REF! | #REF! | #REF! | #REF! | #REF! | #REF! | #REF! | #REF! | #REF! | #REF! | #REF! | #REF! | #REF! | #REF! | #REF! | #REF! | #REF! | #REF! | #REF! | #REF! | #REF! | #REF! | #REF! | #REF! | #REF! | #REF! | #REF! | #REF! | #REF! | #REF! | #REF! | #REF! | #REF! | #REF! | #REF! | #REF! | #REF! | #REF! | #REF! | #REF! | #REF! | #REF! | #REF! | #REF! | #REF! | #REF! | #REF! | #REF! | #REF! | #REF! | #REF! | #REF! | #REF! | #REF!
| Total network heat demand, kWh |  |  | #REF! | #REF! | #REF! | #REF! | #REF! | #REF! | #REF! | #REF! | #REF! | #REF! | #REF! | #REF! | #REF! | #REF! | #REF! | #REF! | #REF! | #REF! | #REF! | #REF! | #REF! | #REF! | #REF! | #REF! | #REF! | #REF! | #REF! | #REF! | #REF! | #REF! | #REF! | #REF! | #REF! | #REF! | #REF! | #REF! | #REF! | #REF! | #REF! | #REF! | #REF! | #REF! | #REF! | #REF! | #REF! | #REF! | #REF! | #REF! | #REF! | #REF! | #REF! | #REF! | #REF! | #REF! | #REF! | #REF! | #REF! | #REF! | #REF! | #REF!
| Heat generated by peak and reserve gas boilers, kWh |  |  | 0 | 0 | 0 | 0 | 0 | 0 | 0 | 0 | 0 | 0 | 0 | 0 | 0 | 0 | 0 | 0 | 0 | 0 | 0 | 0 | 0 | 0 | 0 | 0 | 0 | 0 | 0 | 0 | 0 | 0 | 0 | 0 | 0 | 0 | 0 | 0 | 0 | 0 | 0 | 0 | 0 | 0 | 0 | 0 | 0 | 0 | 0 | 0 | 0 | 0 | 0 | 0 | 0 | 0 | 0 | 0 | 0 | 0 | 0 | 0
| Heat generated by peak and reserve electric boilers, kWh |  |  | #REF! | #REF! | #REF! | #REF! | #REF! | #REF! | #REF! | #REF! | #REF! | #REF! | #REF! | #REF! | #REF! | #REF! | #REF! | #REF! | #REF! | #REF! | #REF! | #REF! | #REF! | #REF! | #REF! | #REF! | #REF! | #REF! | #REF! | #REF! | #REF! | #REF! | #REF! | #REF! | #REF! | #REF! | #REF! | #REF! | #REF! | #REF! | #REF! | #REF! | #REF! | #REF! | #REF! | #REF! | #REF! | #REF! | #REF! | #REF! | #REF! | #REF! | #REF! | #REF! | #REF! | #REF! | #REF! | #REF! | #REF! | #REF! | #REF! | #REF!
| Electricity requirement for DHN ASHP, kWh |  |  | #REF! | #REF! | #REF! | #REF! | #REF! | #REF! | #REF! | #REF! | #REF! | #REF! | #REF! | #REF! | #REF! | #REF! | #REF! | #REF! | #REF! | #REF! | #REF! | #REF! | #REF! | #REF! | #REF! | #REF! | #REF! | #REF! | #REF! | #REF! | #REF! | #REF! | #REF! | #REF! | #REF! | #REF! | #REF! | #REF! | #REF! | #REF! | #REF! | #REF! | #REF! | #REF! | #REF! | #REF! | #REF! | #REF! | #REF! | #REF! | #REF! | #REF! | #REF! | #REF! | #REF! | #REF! | #REF! | #REF! | #REF! | #REF! | #REF! | #REF!
| Electricity requirement for DHN GSHP, kWh |  |  | #REF! | #REF! | #REF! | #REF! | #REF! | #REF! | #REF! | #REF! | #REF! | #REF! | #REF! | #REF! | #REF! | #REF! | #REF! | #REF! | #REF! | #REF! | #REF! | #REF! | #REF! | #REF! | #REF! | #REF! | #REF! | #REF! | #REF! | #REF! | #REF! | #REF! | #REF! | #REF! | #REF! | #REF! | #REF! | #REF! | #REF! | #REF! | #REF! | #REF! | #REF! | #REF! | #REF! | #REF! | #REF! | #REF! | #REF! | #REF! | #REF! | #REF! | #REF! | #REF! | #REF! | #REF! | #REF! | #REF! | #REF! | #REF! | #REF! | #REF!
| Gas requirements for gas peak and reserve boiler, kWh |  |  | 0 | 0 | 0 | 0 | 0 | 0 | 0 | 0 | 0 | 0 | 0 | 0 | 0 | 0 | 0 | 0 | 0 | 0 | 0 | 0 | 0 | 0 | 0 | 0 | 0 | 0 | 0 | 0 | 0 | 0 | 0 | 0 | 0 | 0 | 0 | 0 | 0 | 0 | 0 | 0 | 0 | 0 | 0 | 0 | 0 | 0 | 0 | 0 | 0 | 0 | 0 | 0 | 0 | 0 | 0 | 0 | 0 | 0 | 0 | 0
| Electricity requirements for electric peak and reserve boilers, kWh |  |  | #REF! | #REF! | #REF! | #REF! | #REF! | #REF! | #REF! | #REF! | #REF! | #REF! | #REF! | #REF! | #REF! | #REF! | #REF! | #REF! | #REF! | #REF! | #REF! | #REF! | #REF! | #REF! | #REF! | #REF! | #REF! | #REF! | #REF! | #REF! | #REF! | #REF! | #REF! | #REF! | #REF! | #REF! | #REF! | #REF! | #REF! | #REF! | #REF! | #REF! | #REF! | #REF! | #REF! | #REF! | #REF! | #REF! | #REF! | #REF! | #REF! | #REF! | #REF! | #REF! | #REF! | #REF! | #REF! | #REF! | #REF! | #REF! | #REF! | #REF!
| Parasitic load electricity demand, kWh |  |  | #REF! | #REF! | #REF! | #REF! | #REF! | #REF! | #REF! | #REF! | #REF! | #REF! | #REF! | #REF! | #REF! | #REF! | #REF! | #REF! | #REF! | #REF! | #REF! | #REF! | #REF! | #REF! | #REF! | #REF! | #REF! | #REF! | #REF! | #REF! | #REF! | #REF! | #REF! | #REF! | #REF! | #REF! | #REF! | #REF! | #REF! | #REF! | #REF! | #REF! | #REF! | #REF! | #REF! | #REF! | #REF! | #REF! | #REF! | #REF! | #REF! | #REF! | #REF! | #REF! | #REF! | #REF! | #REF! | #REF! | #REF! | #REF! | #REF! | #REF!
| Energy centre electricity demand (parasitic load + HP + electric boilers), kWh |  |  | #REF! | #REF! | #REF! | #REF! | #REF! | #REF! | #REF! | #REF! | #REF! | #REF! | #REF! | #REF! | #REF! | #REF! | #REF! | #REF! | #REF! | #REF! | #REF! | #REF! | #REF! | #REF! | #REF! | #REF! | #REF! | #REF! | #REF! | #REF! | #REF! | #REF! | #REF! | #REF! | #REF! | #REF! | #REF! | #REF! | #REF! | #REF! | #REF! | #REF! | #REF! | #REF! | #REF! | #REF! | #REF! | #REF! | #REF! | #REF! | #REF! | #REF! | #REF! | #REF! | #REF! | #REF! | #REF! | #REF! | #REF! | #REF! | #REF! | #REF!
Alternative solution for remaining sites
| Commercial demand, kWh |  |  | 0 | 0 | 0 | 0 | 0 | 0 | 0 | 0 | 0 | 0 | 0 | 0 | 0 | 0 | 0 | 0 | 0 | 0 | 0 | 0 | 0 | 0 | 0 | 0 | 0 | 0 | 0 | 0 | 0 | 0 | 0 | 0 | 0 | 0 | 0 | 0 | 0 | 0 | 0 | 0 | 0 | 0 | 0 | 0 | 0 | 0 | 0 | 0 | 0 | 0 | 0 | 0 | 0 | 0 | 0 | 0 | 0 | 0 | 0 | 0
| Residential demand, kWh |  |  | 0 | 0 | 0 | 0 | 0 | 0 | 0 | 0 | 0 | 0 | 0 | 0 | 0 | 0 | 0 | 0 | 0 | 0 | 0 | 0 | 0 | 0 | 0 | 0 | 0 | 0 | 0 | 0 | 0 | 0 | 0 | 0 | 0 | 0 | 0 | 0 | 0 | 0 | 0 | 0 | 0 | 0 | 0 | 0 | 0 | 0 | 0 | 0 | 0 | 0 | 0 | 0 | 0 | 0 | 0 | 0 | 0 | 0 | 0 | 0
| Total heat demand, kWh |  |  | 0 | 0 | 0 | 0 | 0 | 0 | 0 | 0 | 0 | 0 | 0 | 0 | 0 | 0 | 0 | 0 | 0 | 0 | 0 | 0 | 0 | 0 | 0 | 0 | 0 | 0 | 0 | 0 | 0 | 0 | 0 | 0 | 0 | 0 | 0 | 0 | 0 | 0 | 0 | 0 | 0 | 0 | 0 | 0 | 0 | 0 | 0 | 0 | 0 | 0 | 0 | 0 | 0 | 0 | 0 | 0 | 0 | 0 | 0 | 0
| Electricity requirement for commercial (individual ASHPs), kWh |  |  | 0 | 0 | 0 | 0 | 0 | 0 | 0 | 0 | 0 | 0 | 0 | 0 | 0 | 0 | 0 | 0 | 0 | 0 | 0 | 0 | 0 | 0 | 0 | 0 | 0 | 0 | 0 | 0 | 0 | 0 | 0 | 0 | 0 | 0 | 0 | 0 | 0 | 0 | 0 | 0 | 0 | 0 | 0 | 0 | 0 | 0 | 0 | 0 | 0 | 0 | 0 | 0 | 0 | 0 | 0 | 0 | 0 | 0 | 0 | 0
| Electricity requirement for residential (individual ASHPs), kWh |  |  | 0 | 0 | 0 | 0 | 0 | 0 | 0 | 0 | 0 | 0 | 0 | 0 | 0 | 0 | 0 | 0 | 0 | 0 | 0 | 0 | 0 | 0 | 0 | 0 | 0 | 0 | 0 | 0 | 0 | 0 | 0 | 0 | 0 | 0 | 0 | 0 | 0 | 0 | 0 | 0 | 0 | 0 | 0 | 0 | 0 | 0 | 0 | 0 | 0 | 0 | 0 | 0 | 0 | 0 | 0 | 0 | 0 | 0 | 0 | 0
Counterfactual solution
| Commercial demand, kWh |  |  | #REF! | #REF! | #REF! | #REF! | #REF! | #REF! | #REF! | #REF! | #REF! | #REF! | #REF! | #REF! | #REF! | #REF! | #REF! | #REF! | #REF! | #REF! | #REF! | #REF! | #REF! | #REF! | #REF! | #REF! | #REF! | #REF! | #REF! | #REF! | #REF! | #REF! | #REF! | #REF! | #REF! | #REF! | #REF! | #REF! | #REF! | #REF! | #REF! | #REF! | #REF! | #REF! | #REF! | #REF! | #REF! | #REF! | #REF! | #REF! | #REF! | #REF! | #REF! | #REF! | #REF! | #REF! | #REF! | #REF! | #REF! | #REF! | #REF! | #REF!
| Residential demand, kWh |  |  | #REF! | #REF! | #REF! | #REF! | #REF! | #REF! | #REF! | #REF! | #REF! | #REF! | #REF! | #REF! | #REF! | #REF! | #REF! | #REF! | #REF! | #REF! | #REF! | #REF! | #REF! | #REF! | #REF! | #REF! | #REF! | #REF! | #REF! | #REF! | #REF! | #REF! | #REF! | #REF! | #REF! | #REF! | #REF! | #REF! | #REF! | #REF! | #REF! | #REF! | #REF! | #REF! | #REF! | #REF! | #REF! | #REF! | #REF! | #REF! | #REF! | #REF! | #REF! | #REF! | #REF! | #REF! | #REF! | #REF! | #REF! | #REF! | #REF! | #REF!
| Total heat demand, kWh |  |  | #REF! | #REF! | #REF! | #REF! | #REF! | #REF! | #REF! | #REF! | #REF! | #REF! | #REF! | #REF! | #REF! | #REF! | #REF! | #REF! | #REF! | #REF! | #REF! | #REF! | #REF! | #REF! | #REF! | #REF! | #REF! | #REF! | #REF! | #REF! | #REF! | #REF! | #REF! | #REF! | #REF! | #REF! | #REF! | #REF! | #REF! | #REF! | #REF! | #REF! | #REF! | #REF! | #REF! | #REF! | #REF! | #REF! | #REF! | #REF! | #REF! | #REF! | #REF! | #REF! | #REF! | #REF! | #REF! | #REF! | #REF! | #REF! | #REF! | #REF!
| Electricity requirement for commercial, kWh |  |  | #REF! | #REF! | #REF! | #REF! | #REF! | #REF! | #REF! | #REF! | #REF! | #REF! | #REF! | #REF! | #REF! | #REF! | #REF! | #REF! | #REF! | #REF! | #REF! | #REF! | #REF! | #REF! | #REF! | #REF! | #REF! | #REF! | #REF! | #REF! | #REF! | #REF! | #REF! | #REF! | #REF! | #REF! | #REF! | #REF! | #REF! | #REF! | #REF! | #REF! | #REF! | #REF! | #REF! | #REF! | #REF! | #REF! | #REF! | #REF! | #REF! | #REF! | #REF! | #REF! | #REF! | #REF! | #REF! | #REF! | #REF! | #REF! | #REF! | #REF!
| Electricity requirement for residential, kWh |  |  | #REF! | #REF! | #REF! | #REF! | #REF! | #REF! | #REF! | #REF! | #REF! | #REF! | #REF! | #REF! | #REF! | #REF! | #REF! | #REF! | #REF! | #REF! | #REF! | #REF! | #REF! | #REF! | #REF! | #REF! | #REF! | #REF! | #REF! | #REF! | #REF! | #REF! | #REF! | #REF! | #REF! | #REF! | #REF! | #REF! | #REF! | #REF! | #REF! | #REF! | #REF! | #REF! | #REF! | #REF! | #REF! | #REF! | #REF! | #REF! | #REF! | #REF! | #REF! | #REF! | #REF! | #REF! | #REF! | #REF! | #REF! | #REF! | #REF! | #REF!
| Gas requirement for commercial, kWh |  |  | 0 | 0 | 0 | 0 | 0 | 0 | 0 | 0 | 0 | 0 | 0 | 0 | 0 | 0 | 0 | 0 | 0 | 0 | 0 | 0 | 0 | 0 | 0 | 0 | 0 | 0 | 0 | 0 | 0 | 0 | 0 | 0 | 0 | 0 | 0 | 0 | 0 | 0 | 0 | 0 | 0 | 0 | 0 | 0 | 0 | 0 | 0 | 0 | 0 | 0 | 0 | 0 | 0 | 0 | 0 | 0 | 0 | 0 | 0 | 0
| Gas requirement for residential, kWh |  |  | 0 | 0 | 0 | 0 | 0 | 0 | 0 | 0 | 0 | 0 | 0 | 0 | 0 | 0 | 0 | 0 | 0 | 0 | 0 | 0 | 0 | 0 | 0 | 0 | 0 | 0 | 0 | 0 | 0 | 0 | 0 | 0 | 0 | 0 | 0 | 0 | 0 | 0 | 0 | 0 | 0 | 0 | 0 | 0 | 0 | 0 | 0 | 0 | 0 | 0 | 0 | 0 | 0 | 0 | 0 | 0 | 0 | 0 | 0 | 0
TARIFF INDEXATION
| BEIS price projections flag | 1
| Fixed indexation flag | 0
Indexing for natural gas
| Industrial |  |  | 108.8% | 110.5% | 112.2% | 113.8% | 115.5% | 117.1% | 118.8% | 120.5% | 122.1% | 122.1% | 122.1% | 122% | 122% | 122% | 122% | 122% | 122% | 122% | 122% | 122% | 122% | 122% | 122% | 122% | 122% | 122% | 122% | 122% | 122% | 122% | 122% | 122% | 122% | 122% | 122% | 122% | 122% | 122% | 122% | 122% | 122% | 122% | 122% | 122% | 122% | 122% | 122% | 122% | 122% | 122% | 122% | 122% | 122% | 122% | 122% | 122% | 122% | 122% | 122% | 122%
| Residential |  |  | 102.1% | 103% | 103.4% | 103.9% | 104.3% | 104.8% | 105.2% | 105.8% | 106.4% | 107.1% | 107% | 106.9% | 106.8% | 106.7% | 106.7% | 106.7% | 106.7% | 106.7% | 106.7% | 106.7% | 106.7% | 106.7% | 106.7% | 106.7% | 106.7% | 106.7% | 106.7% | 106.7% | 106.7% | 106.7% | 106.7% | 106.7% | 106.7% | 106.7% | 106.7% | 106.7% | 106.7% | 106.7% | 106.7% | 106.7% | 106.7% | 106.7% | 106.7% | 106.7% | 106.7% | 106.7% | 106.7% | 106.7% | 106.7% | 106.7% | 106.7% | 106.7% | 106.7% | 106.7% | 106.7% | 106.7% | 106.7% | 106.7% | 106.7% | 106.7%
| Commercial/services |  |  | 108.3% | 109.7% | 111.2% | 112.5% | 113.9% | 115.2% | 116.6% | 117.9% | 119.3% | 119.3% | 119.3% | 119.2% | 119.2% | 119.2% | 119.2% | 119.2% | 119.2% | 119.2% | 119.2% | 119.2% | 119.2% | 119.2% | 119.2% | 119.2% | 119.2% | 119.2% | 119.2% | 119.2% | 119.2% | 119.2% | 119.2% | 119.2% | 119.2% | 119.2% | 119.2% | 119.2% | 119.2% | 119.2% | 119.2% | 119.2% | 119.2% | 119.2% | 119.2% | 119.2% | 119.2% | 119.2% | 119.2% | 119.2% | 119.2% | 119.2% | 119.2% | 119.2% | 119.2% | 119.2% | 119.2% | 119.2% | 119.2% | 119.2% | 119.2% | 119.2%
Indexing for grid electricity
| Industrial |  |  | 100.7% | 98.23% | 97.19% | 98.03% | 95.83% | 94.9% | 93.2% | 91.47% | 90.8% | 91.03% | 91.17% | 92.45% | 92.18% | 91.56% | 91.56% | 91.56% | 91.56% | 91.56% | 91.56% | 91.56% | 91.56% | 91.56% | 91.56% | 91.56% | 91.56% | 91.56% | 91.56% | 91.56% | 91.56% | 91.56% | 91.56% | 91.56% | 91.56% | 91.56% | 91.56% | 91.56% | 91.56% | 91.56% | 91.56% | 91.56% | 91.56% | 91.56% | 91.56% | 91.56% | 91.56% | 91.56% | 91.56% | 91.56% | 91.56% | 91.56% | 91.56% | 91.56% | 91.56% | 91.56% | 91.56% | 91.56% | 91.56% | 91.56% | 91.56% | 91.56%
| Residential |  |  | 100.1% | 99.78% | 98.99% | 100.8% | 100.6% | 98.33% | 95.81% | 94.47% | 93.11% | 92.46% | 92.22% | 91.43% | 92.76% | 91.35% | 91.35% | 91.35% | 91.35% | 91.35% | 91.35% | 91.35% | 91.35% | 91.35% | 91.35% | 91.35% | 91.35% | 91.35% | 91.35% | 91.35% | 91.35% | 91.35% | 91.35% | 91.35% | 91.35% | 91.35% | 91.35% | 91.35% | 91.35% | 91.35% | 91.35% | 91.35% | 91.35% | 91.35% | 91.35% | 91.35% | 91.35% | 91.35% | 91.35% | 91.35% | 91.35% | 91.35% | 91.35% | 91.35% | 91.35% | 91.35% | 91.35% | 91.35% | 91.35% | 91.35% | 91.35% | 91.35%
| Commercial/services |  |  | 100.2% | 97.83% | 96.96% | 98.22% | 98.77% | 97.36% | 95.14% | 93.11% | 92.19% | 91.56% | 90.26% | 90.98% | 90.58% | 89.72% | 89.72% | 89.72% | 89.72% | 89.72% | 89.72% | 89.72% | 89.72% | 89.72% | 89.72% | 89.72% | 89.72% | 89.72% | 89.72% | 89.72% | 89.72% | 89.72% | 89.72% | 89.72% | 89.72% | 89.72% | 89.72% | 89.72% | 89.72% | 89.72% | 89.72% | 89.72% | 89.72% | 89.72% | 89.72% | 89.72% | 89.72% | 89.72% | 89.72% | 89.72% | 89.72% | 89.72% | 89.72% | 89.72% | 89.72% | 89.72% | 89.72% | 89.72% | 89.72% | 89.72% | 89.72% | 89.72%
DISCOUNT RATES
| Discount rate |  | 3.5% | 3.5% | 3.5% | 3.5% | 3.5% | 3.5% | 3.5% | 3.5% | 3.5% | 3.5% | 3.5% | 3.5% | 3.5% | 3.5% | 3.5% | 3.5% | 3.5% | 3.5% | 3.5% | 3.5% | 3.5% | 3.5% | 3.5% | 3.5% | 3.5% | 3.5% | 3.5% | 3.5% | 3.5% | 3.5% | 3% | 3% | 3% | 3% | 3% | 3% | 3% | 3% | 3% | 3% | 3% | 3% | 3% | 3% | 3% | 3% | 3% | 3% | 3% | 3% | 3% | 3% | 3% | 3% | 3% | 3% | 3% | 3% | 3% | 3% | 3%
| Real discount rate |  | 100% | 96.62% | 93.35% | 90.19% | 87.14% | 84.2% | 81.35% | 78.6% | 75.94% | 73.37% | 70.89% | 68.49% | 66.18% | 63.94% | 61.78% | 59.69% | 57.67% | 55.72% | 53.84% | 52.02% | 50.26% | 48.56% | 46.92% | 45.33% | 43.8% | 42.31% | 40.88% | 39.5% | 38.17% | 36.87% | 41.2% | 40% | 38.83% | 37.7% | 36.6% | 35.54% | 34.5% | 33.5% | 32.52% | 31.58% | 30.66% | 29.76% | 28.9% | 28.05% | 27.24% | 26.44% | 25.67% | 24.93% | 24.2% | 23.5% | 22.81% | 22.15% | 21.5% | 20.88% | 20.27% | 19.68% | 19.1% | 18.55% | 18.01% | 17.48% | 16.97%
OPERATIONAL EXPENDITURE
Heat network
| Input fuel costs for gas peak and reserve boilers |  |  | 0 | 0 | 0 | 0 | 0 | 0 | 0 | 0 | 0 | 0 | 0 | 0 | 0 | 0 | 0 | 0 | 0 | 0 | 0 | 0 | 0 | 0 | 0 | 0 | 0 | 0 | 0 | 0 | 0 | 0 | 0 | 0 | 0 | 0 | 0 | 0 | 0 | 0 | 0 | 0 | 0 | 0 | 0 | 0 | 0 | 0 | 0 | 0 | 0 | 0 | 0 | 0 | 0 | 0 | 0 | 0 | 0 | 0 | 0 | 0
| CCL costs for gas for peak and reserve boilers |  |  | 0 | 0 | 0 | 0 | 0 | 0 | 0 | 0 | 0 | 0 | 0 | 0 | 0 | 0 | 0 | 0 | 0 | 0 | 0 | 0 | 0 | 0 | 0 | 0 | 0 | 0 | 0 | 0 | 0 | 0 | 0 | 0 | 0 | 0 | 0 | 0 | 0 | 0 | 0 | 0 | 0 | 0 | 0 | 0 | 0 | 0 | 0 | 0 | 0 | 0 | 0 | 0 | 0 | 0 | 0 | 0 | 0 | 0 | 0 | 0
| Gas standing charge |  |  | 0 | 0 | 0 | 0 | 0 | 0 | 0 | 0 | 0 | 0 | 0 | 0 | 0 | 0 | 0 | 0 | 0 | 0 | 0 | 0 | 0 | 0 | 0 | 0 | 0 | 0 | 0 | 0 | 0 | 0 | 0 | 0 | 0 | 0 | 0 | 0 | 0 | 0 | 0 | 0 | 0 | 0 | 0 | 0 | 0 | 0 | 0 | 0 | 0 | 0 | 0 | 0 | 0 | 0 | 0 | 0 | 0 | 0 | 0 | 0
| Import electricity costs for heat pump, electric boilers, energy centre and pumps |  |  | #REF! | #REF! | #REF! | #REF! | #REF! | #REF! | #REF! | #REF! | #REF! | #REF! | #REF! | #REF! | #REF! | #REF! | #REF! | #REF! | #REF! | #REF! | #REF! | #REF! | #REF! | #REF! | #REF! | #REF! | #REF! | #REF! | #REF! | #REF! | #REF! | #REF! | #REF! | #REF! | #REF! | #REF! | #REF! | #REF! | #REF! | #REF! | #REF! | #REF! | #REF! | #REF! | #REF! | #REF! | #REF! | #REF! | #REF! | #REF! | #REF! | #REF! | #REF! | #REF! | #REF! | #REF! | #REF! | #REF! | #REF! | #REF! | #REF! | #REF!
| CCL costs for electricity import for energy centre |  |  | #REF! | #REF! | #REF! | #REF! | #REF! | #REF! | #REF! | #REF! | #REF! | #REF! | #REF! | #REF! | #REF! | #REF! | #REF! | #REF! | #REF! | #REF! | #REF! | #REF! | #REF! | #REF! | #REF! | #REF! | #REF! | #REF! | #REF! | #REF! | #REF! | #REF! | #REF! | #REF! | #REF! | #REF! | #REF! | #REF! | #REF! | #REF! | #REF! | #REF! | #REF! | #REF! | #REF! | #REF! | #REF! | #REF! | #REF! | #REF! | #REF! | #REF! | #REF! | #REF! | #REF! | #REF! | #REF! | #REF! | #REF! | #REF! | #REF! | #REF!
| Electricity standing charge |  |  | 232378.6008 | 232378.6008 | 232378.6008 | 232378.6008 | 232378.6008 | 259938.0685 | 259938.0685 | 259938.0685 | 259938.0685 | 259938.0685 | 269324.0127 | 269324.0127 | 269324.0127 | 269324.0127 | 269324.0127 | 269324.0127 | 269324.0127 | 269324.0127 | 269324.0127 | 269324.0127 | 269324.0127 | 269324.0127 | 269324.0127 | 269324.0127 | 269324.0127 | 269324.0127 | 269324.0127 | 269324.0127 | 269324.0127 | 269324.0127 | 269324.0127 | 269324.0127 | 269324.0127 | 269324.0127 | 269324.0127 | 269324.0127 | 269324.0127 | 269324.0127 | 269324.0127 | 269324.0127 | 269324.0127 | 269324.0127 | 269324.0127 | 269324.0127 | 269324.0127 | 269324.0127 | 269324.0127 | 269324.0127 | 269324.0127 | 269324.0127 | 269324.0127 | 269324.0127 | 269324.0127 | 269324.0127 | 269324.0127 | 269324.0127 | 269324.0127 | 269324.0127 | 269324.0127 | 269324.0127
| Heat pump maintenance and service costs |  |  | #REF! | #REF! | #REF! | #REF! | #REF! | #REF! | #REF! | #REF! | #REF! | #REF! | #REF! | #REF! | #REF! | #REF! | #REF! | #REF! | #REF! | #REF! | #REF! | #REF! | #REF! | #REF! | #REF! | #REF! | #REF! | #REF! | #REF! | #REF! | #REF! | #REF! | #REF! | #REF! | #REF! | #REF! | #REF! | #REF! | #REF! | #REF! | #REF! | #REF! | #REF! | #REF! | #REF! | #REF! | #REF! | #REF! | #REF! | #REF! | #REF! | #REF! | #REF! | #REF! | #REF! | #REF! | #REF! | #REF! | #REF! | #REF! | #REF! | #REF!
| O&M for solar PV |  |  | 0 | 0 | 0 | 0 | 0 | 0 | 0 | 0 | 0 | 0 | 0 | 0 | 0 | 0 | 0 | 0 | 0 | 0 | 0 | 0 | 0 | 0 | 0 | 0 | 0 | 0 | 0 | 0 | 0 | 0 | 0 | 0 | 0 | 0 | 0 | 0 | 0 | 0 | 0 | 0 | 0 | 0 | 0 | 0 | 0 | 0 | 0 | 0 | 0 | 0 | 0 | 0 | 0 | 0 | 0 | 0 | 0 | 0 | 0 | 0
| Gas peak and reserve boilers maintenance and service costs |  |  | 0 | 0 | 0 | 0 | 0 | 0 | 0 | 0 | 0 | 0 | 0 | 0 | 0 | 0 | 0 | 0 | 0 | 0 | 0 | 0 | 0 | 0 | 0 | 0 | 0 | 0 | 0 | 0 | 0 | 0 | 0 | 0 | 0 | 0 | 0 | 0 | 0 | 0 | 0 | 0 | 0 | 0 | 0 | 0 | 0 | 0 | 0 | 0 | 0 | 0 | 0 | 0 | 0 | 0 | 0 | 0 | 0 | 0 | 0 | 0
| Electric peak and reserve boilers maintenance and service costs |  |  | 1008.1863 | 1008.1863 | 1008.1863 | 1008.1863 | 1008.1863 | 1009.7928 | 1009.7928 | 1009.7928 | 1009.7928 | 1009.7928 | 1010.34 | 1010.34 | 1010.34 | 1010.34 | 1010.34 | 1010.34 | 1010.34 | 1010.34 | 1010.34 | 1010.34 | 1010.34 | 1010.34 | 1010.34 | 1010.34 | 1010.34 | 1010.34 | 1010.34 | 1010.34 | 1010.34 | 1010.34 | 1010.34 | 1010.34 | 1010.34 | 1010.34 | 1010.34 | 1010.34 | 1010.34 | 1010.34 | 1010.34 | 1010.34 | 1010.34 | 1010.34 | 1010.34 | 1010.34 | 1010.34 | 1010.34 | 1010.34 | 1010.34 | 1010.34 | 1010.34 | 1010.34 | 1010.34 | 1010.34 | 1010.34 | 1010.34 | 1010.34 | 1010.34 | 1010.34 | 1010.34 | 1010.34
| Pipework system monitoring and maintenance |  |  | 7040 | 7040 | 7040 | 7040 | 7040 | 11245 | 11245 | 11245 | 11245 | 11245 | 15605 | 15605 | 15605 | 15605 | 15605 | 15605 | 15605 | 15605 | 15605 | 15605 | 15605 | 15605 | 15605 | 15605 | 15605 | 15605 | 15605 | 15605 | 15605 | 15605 | 15605 | 15605 | 15605 | 15605 | 15605 | 15605 | 15605 | 15605 | 15605 | 15605 | 15605 | 15605 | 15605 | 15605 | 15605 | 15605 | 15605 | 15605 | 15605 | 15605 | 15605 | 15605 | 15605 | 15605 | 15605 | 15605 | 15605 | 15605 | 15605 | 15605
| Total OPEX |  |  | #REF! | #REF! | #REF! | #REF! | #REF! | #REF! | #REF! | #REF! | #REF! | #REF! | #REF! | #REF! | #REF! | #REF! | #REF! | #REF! | #REF! | #REF! | #REF! | #REF! | #REF! | #REF! | #REF! | #REF! | #REF! | #REF! | #REF! | #REF! | #REF! | #REF! | #REF! | #REF! | #REF! | #REF! | #REF! | #REF! | #REF! | #REF! | #REF! | #REF! | #REF! | #REF! | #REF! | #REF! | #REF! | #REF! | #REF! | #REF! | #REF! | #REF! | #REF! | #REF! | #REF! | #REF! | #REF! | #REF! | #REF! | #REF! | #REF! | #REF!
Alternative solution for remaining sites
| Import electricity costs for heat pumps |  |  | 0 | 0 | 0 | 0 | 0 | 0 | 0 | 0 | 0 | 0 | 0 | 0 | 0 | 0 | 0 | 0 | 0 | 0 | 0 | 0 | 0 | 0 | 0 | 0 | 0 | 0 | 0 | 0 | 0 | 0 | 0 | 0 | 0 | 0 | 0 | 0 | 0 | 0 | 0 | 0 | 0 | 0 | 0 | 0 | 0 | 0 | 0 | 0 | 0 | 0 | 0 | 0 | 0 | 0 | 0 | 0 | 0 | 0 | 0 | 0
| CCL costs for electricity import |  |  | 0 | 0 | 0 | 0 | 0 | 0 | 0 | 0 | 0 | 0 | 0 | 0 | 0 | 0 | 0 | 0 | 0 | 0 | 0 | 0 | 0 | 0 | 0 | 0 | 0 | 0 | 0 | 0 | 0 | 0 | 0 | 0 | 0 | 0 | 0 | 0 | 0 | 0 | 0 | 0 | 0 | 0 | 0 | 0 | 0 | 0 | 0 | 0 | 0 | 0 | 0 | 0 | 0 | 0 | 0 | 0 | 0 | 0 | 0 | 0
| Heat pump maintenance and service costs |  |  | 0 | 0 | 0 | 0 | 0 | 0 | 0 | 0 | 0 | 0 | 0 | 0 | 0 | 0 | 0 | 0 | 0 | 0 | 0 | 0 | 0 | 0 | 0 | 0 | 0 | 0 | 0 | 0 | 0 | 0 | 0 | 0 | 0 | 0 | 0 | 0 | 0 | 0 | 0 | 0 | 0 | 0 | 0 | 0 | 0 | 0 | 0 | 0 | 0 | 0 | 0 | 0 | 0 | 0 | 0 | 0 | 0 | 0 | 0 | 0
| Total OPEX |  |  | 0 | 0 | 0 | 0 | 0 | 0 | 0 | 0 | 0 | 0 | 0 | 0 | 0 | 0 | 0 | 0 | 0 | 0 | 0 | 0 | 0 | 0 | 0 | 0 | 0 | 0 | 0 | 0 | 0 | 0 | 0 | 0 | 0 | 0 | 0 | 0 | 0 | 0 | 0 | 0 | 0 | 0 | 0 | 0 | 0 | 0 | 0 | 0 | 0 | 0 | 0 | 0 | 0 | 0 | 0 | 0 | 0 | 0 | 0 | 0
Counterfactual
| Import electricity costs |  |  | #REF! | #REF! | #REF! | #REF! | #REF! | #REF! | #REF! | #REF! | #REF! | #REF! | #REF! | #REF! | #REF! | #REF! | #REF! | #REF! | #REF! | #REF! | #REF! | #REF! | #REF! | #REF! | #REF! | #REF! | #REF! | #REF! | #REF! | #REF! | #REF! | #REF! | #REF! | #REF! | #REF! | #REF! | #REF! | #REF! | #REF! | #REF! | #REF! | #REF! | #REF! | #REF! | #REF! | #REF! | #REF! | #REF! | #REF! | #REF! | #REF! | #REF! | #REF! | #REF! | #REF! | #REF! | #REF! | #REF! | #REF! | #REF! | #REF! | #REF!
| CCL costs for electricity import |  |  | #REF! | #REF! | #REF! | #REF! | #REF! | #REF! | #REF! | #REF! | #REF! | #REF! | #REF! | #REF! | #REF! | #REF! | #REF! | #REF! | #REF! | #REF! | #REF! | #REF! | #REF! | #REF! | #REF! | #REF! | #REF! | #REF! | #REF! | #REF! | #REF! | #REF! | #REF! | #REF! | #REF! | #REF! | #REF! | #REF! | #REF! | #REF! | #REF! | #REF! | #REF! | #REF! | #REF! | #REF! | #REF! | #REF! | #REF! | #REF! | #REF! | #REF! | #REF! | #REF! | #REF! | #REF! | #REF! | #REF! | #REF! | #REF! | #REF! | #REF!
| Heat pump maintenance and service costs |  |  | #REF! | #REF! | #REF! | #REF! | #REF! | #REF! | #REF! | #REF! | #REF! | #REF! | #REF! | #REF! | #REF! | #REF! | #REF! | #REF! | #REF! | #REF! | #REF! | #REF! | #REF! | #REF! | #REF! | #REF! | #REF! | #REF! | #REF! | #REF! | #REF! | #REF! | #REF! | #REF! | #REF! | #REF! | #REF! | #REF! | #REF! | #REF! | #REF! | #REF! | #REF! | #REF! | #REF! | #REF! | #REF! | #REF! | #REF! | #REF! | #REF! | #REF! | #REF! | #REF! | #REF! | #REF! | #REF! | #REF! | #REF! | #REF! | #REF! | #REF!
| Import gas costs for BAU boilers |  |  | 0 | 0 | 0 | 0 | 0 | 0 | 0 | 0 | 0 | 0 | 0 | 0 | 0 | 0 | 0 | 0 | 0 | 0 | 0 | 0 | 0 | 0 | 0 | 0 | 0 | 0 | 0 | 0 | 0 | 0 | 0 | 0 | 0 | 0 | 0 | 0 | 0 | 0 | 0 | 0 | 0 | 0 | 0 | 0 | 0 | 0 | 0 | 0 | 0 | 0 | 0 | 0 | 0 | 0 | 0 | 0 | 0 | 0 | 0 | 0
| CCL costs for gas boilers |  |  | 0 | 0 | 0 | 0 | 0 | 0 | 0 | 0 | 0 | 0 | 0 | 0 | 0 | 0 | 0 | 0 | 0 | 0 | 0 | 0 | 0 | 0 | 0 | 0 | 0 | 0 | 0 | 0 | 0 | 0 | 0 | 0 | 0 | 0 | 0 | 0 | 0 | 0 | 0 | 0 | 0 | 0 | 0 | 0 | 0 | 0 | 0 | 0 | 0 | 0 | 0 | 0 | 0 | 0 | 0 | 0 | 0 | 0 | 0 | 0
| Gas boilers maintenance and service costs |  |  | 0 | 0 | 0 | 0 | 0 | 0 | 0 | 0 | 0 | 0 | 0 | 0 | 0 | 0 | 0 | 0 | 0 | 0 | 0 | 0 | 0 | 0 | 0 | 0 | 0 | 0 | 0 | 0 | 0 | 0 | 0 | 0 | 0 | 0 | 0 | 0 | 0 | 0 | 0 | 0 | 0 | 0 | 0 | 0 | 0 | 0 | 0 | 0 | 0 | 0 | 0 | 0 | 0 | 0 | 0 | 0 | 0 | 0 | 0 | 0
| Electric boiler maintenance and service costs |  |  | 0 | 0 | 0 | 0 | 0 | 0 | 0 | 0 | 0 | 0 | 0 | 0 | 0 | 0 | 0 | 0 | 0 | 0 | 0 | 0 | 0 | 0 | 0 | 0 | 0 | 0 | 0 | 0 | 0 | 0 | 0 | 0 | 0 | 0 | 0 | 0 | 0 | 0 | 0 | 0 | 0 | 0 | 0 | 0 | 0 | 0 | 0 | 0 | 0 | 0 | 0 | 0 | 0 | 0 | 0 | 0 | 0 | 0 | 0 | 0
| Total OPEX |  |  | #REF! | #REF! | #REF! | #REF! | #REF! | #REF! | #REF! | #REF! | #REF! | #REF! | #REF! | #REF! | #REF! | #REF! | #REF! | #REF! | #REF! | #REF! | #REF! | #REF! | #REF! | #REF! | #REF! | #REF! | #REF! | #REF! | #REF! | #REF! | #REF! | #REF! | #REF! | #REF! | #REF! | #REF! | #REF! | #REF! | #REF! | #REF! | #REF! | #REF! | #REF! | #REF! | #REF! | #REF! | #REF! | #REF! | #REF! | #REF! | #REF! | #REF! | #REF! | #REF! | #REF! | #REF! | #REF! | #REF! | #REF! | #REF! | #REF! | #REF!
REVENUE
| Fixed heat tariff revenue |  |  | 0 | 0 | 0 | 0 | 0 | 0 | 0 | 0 | 0 | 0 | 0 | 0 | 0 | 0 | 0 | 0 | 0 | 0 | 0 | 0 | 0 | 0 | 0 | 0 | 0 | 0 | 0 | 0 | 0 | 0 | 0 | 0 | 0 | 0 | 0 | 0 | 0 | 0 | 0 | 0 | 0 | 0 | 0 | 0 | 0 | 0 | 0 | 0 | 0 | 0 | 0 | 0 | 0 | 0 | 0 | 0 | 0 | 0 | 0 | 0
| Variable heat tariff revenue |  |  | 0 | 0 | 0 | 0 | 0 | 0 | 0 | 0 | 0 | 0 | 0 | 0 | 0 | 0 | 0 | 0 | 0 | 0 | 0 | 0 | 0 | 0 | 0 | 0 | 0 | 0 | 0 | 0 | 0 | 0 | 0 | 0 | 0 | 0 | 0 | 0 | 0 | 0 | 0 | 0 | 0 | 0 | 0 | 0 | 0 | 0 | 0 | 0 | 0 | 0 | 0 | 0 | 0 | 0 | 0 | 0 | 0 | 0 | 0 | 0
| Avoided costs | like BAU replacement, could add later |  | 0 | 0 | 0 | 0 | 0 | 0 | 0 | 0 | 0 | 0 | 0 | 0 | 0 | 0 | 0 | 0 | 0 | 0 | 0 | 0 | 0 | 0 | 0 | 0 | 0 | 0 | 0 | 0 | 0 | 0 | 0 | 0 | 0 | 0 | 0 | 0 | 0 | 0 | 0 | 0 | 0 | 0 | 0 | 0 | 0 | 0 | 0 | 0 | 0 | 0 | 0 | 0 | 0 | 0 | 0 | 0 | 0 | 0 | 0 | 0
Connection charges
| Total revenue |  |  | 0 | 0 | 0 | 0 | 0 | 0 | 0 | 0 | 0 | 0 | 0 | 0 | 0 | 0 | 0 | 0 | 0 | 0 | 0 | 0 | 0 | 0 | 0 | 0 | 0 | 0 | 0 | 0 | 0 | 0 | 0 | 0 | 0 | 0 | 0 | 0 | 0 | 0 | 0 | 0 | 0 | 0 | 0 | 0 | 0 | 0 | 0 | 0 | 0 | 0 | 0 | 0 | 0 | 0 | 0 | 0 | 0 | 0 | 0 | 0
| GRANT FUNDING |  | 0 | 0 | 0 | 0 | 0 | 0 | 0 | 0 | 0 | 0 | 0 | 0 | 0 | 0 | 0 | 0 | 0 | 0 | 0 | 0 | 0 | 0 | 0 | 0 | 0 | 0 | 0 | 0 | 0 | 0 | 0 | 0 | 0 | 0 | 0 | 0 | 0 | 0 | 0 | 0 | 0 | 0 | 0 | 0 | 0 | 0 | 0 | 0 | 0 | 0 | 0 | 0 | 0 | 0 | 0 | 0 | 0 | 0 | 0 | 0 | 0
CAPITAL COSTS
Heat network
| Including connection charges |  | 9267897.1073 | 0 | 0 | 0 | 0 | 2955888.5831 | 0 | 0 | 0 | 0 | 2772360.9643 | 0 | 0 | 0 | 0 | 0 | 0 | 0 | 0 | 0 | 0 | 0 | 0 | 0 | 0 | 0 | 0 | 0 | 0 | 0 | 0 | 0 | 0 | 0 | 0 | 0 | 0 | 0 | 0 | 0 | 0 | 0 | 0 | 0 | 0 | 0 | 0 | 0 | 0 | 0 | 0 | 0 | 0 | 0 | 0 | 0 | 0 | 0 | 0 | 0 | 0
| Not including connection charges |  | 9267897.1073 | 0 | 0 | 0 | 0 | 2955888.5831 | 0 | 0 | 0 | 0 | 2772360.9643 | 0 | 0 | 0 | 0 | 0 | 0 | 0 | 0 | 0 | 0 | 0 | 0 | 0 | 0 | 0 | 0 | 0 | 0 | 0 | 0 | 0 | 0 | 0 | 0 | 0 | 0 | 0 | 0 | 0 | 0 | 0 | 0 | 0 | 0 | 0 | 0 | 0 | 0 | 0 | 0 | 0 | 0 | 0 | 0 | 0 | 0 | 0 | 0 | 0 | 0
| Alternative solution for remaining sites |  | 2026-12-31: 0; 2027-12-31: 0; 2028-12-31: 0; 2029-12-31: 0; 2030-12-31: 0; 2031-12-31: 0; 2032-12-31: 0; 2033-12-31: 0; 2034-12-31: 0; 2035-12-31: 0; 2036-12-31: 0; 2037-12-31: 0
| Counterfactual |  | #REF! | #REF! | #REF! | #REF! | #REF! | #REF! | #REF! | #REF! | #REF! | #REF! | #REF! | #REF! | #REF! | #REF! | #REF! | #REF! | #REF! | #REF! | #REF! | #REF! | #REF! | #REF! | #REF! | #REF! | #REF! | #REF! | #REF! | #REF! | #REF! | #REF! | #REF! | #REF! | #REF! | #REF! | #REF! | #REF! | #REF! | #REF! | #REF! | #REF! | #REF! | #REF! | #REF! | #REF! | #REF! | #REF! | #REF! | #REF! | #REF! | #REF! | #REF! | #REF! | #REF! | #REF! | #REF! | #REF! | #REF! | #REF! | #REF! | #REF! | #REF!
REPLACEMENT COSTS
| Heat network |  |  | 463394.8554 | 463394.8554 | 463394.8554 | 463394.8554 | 463394.8554 | 611189.2845 | 611189.2845 | 611189.2845 | 611189.2845 | 611189.2845 | 749807.3327 | 749807.3327 | 749807.3327 | 749807.3327 | 749807.3327 | 749807.3327 | 749807.3327 | 749807.3327 | 749807.3327 | 749807.3327 | 749807.3327 | 749807.3327 | 749807.3327 | 749807.3327 | 749807.3327 | 749807.3327 | 749807.3327 | 749807.3327 | 749807.3327 | 749807.3327 | 749807.3327 | 749807.3327 | 749807.3327 | 749807.3327 | 749807.3327 | 749807.3327 | 749807.3327 | 749807.3327 | 749807.3327 | 749807.3327 | 749807.3327 | 749807.3327 | 749807.3327 | 749807.3327 | 749807.3327 | 749807.3327 | 749807.3327 | 749807.3327 | 749807.3327 | 749807.3327 | 749807.3327 | 749807.3327 | 749807.3327 | 749807.3327 | 749807.3327 | 749807.3327 | 749807.3327 | 749807.3327 | 749807.3327 | 749807.3327
| Alternative solution for remaining sites |  |  | #REF! | #REF! | #REF! | #REF! | #REF! | #REF! | #REF! | #REF! | #REF! | #REF! | #REF! | #REF! | #REF! | #REF! | #REF! | #REF! | #REF! | #REF! | #REF! | #REF! | #REF! | #REF! | #REF! | #REF! | #REF! | #REF! | #REF! | #REF! | #REF! | #REF! | #REF! | #REF! | #REF! | #REF! | #REF! | #REF! | #REF! | #REF! | #REF! | #REF! | #REF! | #REF! | #REF! | #REF! | #REF! | #REF! | #REF! | #REF! | #REF! | #REF! | #REF! | #REF! | #REF! | #REF! | #REF! | #REF! | #REF! | #REF! | #REF! | #REF!
| Counterfactual |  |  | #REF! | #REF! | #REF! | #REF! | #REF! | #REF! | #REF! | #REF! | #REF! | #REF! | #REF! | #REF! | #REF! | #REF! | #REF! | #REF! | #REF! | #REF! | #REF! | #REF! | #REF! | #REF! | #REF! | #REF! | #REF! | #REF! | #REF! | #REF! | #REF! | #REF! | #REF! | #REF! | #REF! | #REF! | #REF! | #REF! | #REF! | #REF! | #REF! | #REF! | #REF! | #REF! | #REF! | #REF! | #REF! | #REF! | #REF! | #REF! | #REF! | #REF! | #REF! | #REF! | #REF! | #REF! | #REF! | #REF! | #REF! | #REF! | #REF! | #REF!
DISCOUNTED HEAT DEMAND AND COSTS
Heat network
| Discounted heat demand, kWh |  |  | #REF! | #REF! | #REF! | #REF! | #REF! | #REF! | #REF! | #REF! | #REF! | #REF! | #REF! | #REF! | #REF! | #REF! | #REF! | #REF! | #REF! | #REF! | #REF! | #REF! | #REF! | #REF! | #REF! | #REF! | #REF! | #REF! | #REF! | #REF! | #REF! | #REF! | #REF! | #REF! | #REF! | #REF! | #REF! | #REF! | #REF! | #REF! | #REF! | #REF! | #REF! | #REF! | #REF! | #REF! | #REF! | #REF! | #REF! | #REF! | #REF! | #REF! | #REF! | #REF! | #REF! | #REF! | #REF! | #REF! | #REF! | #REF! | #REF! | #REF!
| Discounted revenue |  |  | 0 | 0 | 0 | 0 | 0 | 0 | 0 | 0 | 0 | 0 | 0 | 0 | 0 | 0 | 0 | 0 | 0 | 0 | 0 | 0 | 0 | 0 | 0 | 0 | 0 | 0 | 0 | 0 | 0 | 0 | 0 | 0 | 0 | 0 | 0 | 0 | 0 | 0 | 0 | 0 | 0 | 0 | 0 | 0 | 0 | 0 | 0 | 0 | 0 | 0 | 0 | 0 | 0 | 0 | 0 | 0 | 0 | 0 | 0 | 0
| Discounted connection charges |  |  | 0 | 0 | 0 | 0 | 0 | 0 | 0 | 0 | 0 | 0 | 0 | 0 | 0 | 0 | 0 | 0 | 0 | 0 | 0 | 0 | 0 | 0 | 0 | 0 | 0 | 0 | 0 | 0 | 0 | 0 | 0 | 0 | 0 | 0 | 0 | 0 | 0 | 0 | 0 | 0 | 0 | 0 | 0 | 0 | 0 | 0 | 0 | 0 | 0 | 0 | 0 | 0 | 0 | 0 | 0 | 0 | 0 | 0 | 0 | 0
| Discounted capital costs |  | 9267897.1073 | 0 | 0 | 0 | 0 | 2488778.8712 | 0 | 0 | 0 | 0 | 1965378.846 | 0 | 0 | 0 | 0 | 0 | 0 | 0 | 0 | 0 | 0 | 0 | 0 | 0 | 0 | 0 | 0 | 0 | 0 | 0 | 0 | 0 | 0 | 0 | 0 | 0 | 0 | 0 | 0 | 0 | 0 | 0 | 0 | 0 | 0 | 0 | 0 | 0 | 0 | 0 | 0 | 0 | 0 | 0 | 0 | 0 | 0 | 0 | 0 | 0 | 0
| Discounted replacement costs |  |  | 447724.4979 | 432584.056 | 417955.6096 | 403821.8451 | 390166.0339 | 497202.8768 | 480389.2529 | 464144.2057 | 448448.5079 | 433283.5825 | 513577.3187 | 496209.9697 | 479429.9225 | 463217.3164 | 447552.9627 | 432418.3214 | 417795.4796 | 403667.1301 | 390016.5508 | 376827.5853 | 364084.6235 | 351772.5831 | 339876.8919 | 328383.4704 | 317278.7154 | 306549.4835 | 296183.0758 | 286167.223 | 276490.0705 | 308910.6933 | 299913.2944 | 291177.9558 | 282697.0444 | 274463.1499 | 266469.0776 | 258707.8423 | 251172.6625 | 243856.9539 | 236754.3241 | 229858.5671 | 223163.6574 | 216663.745 | 210353.1505 | 204226.3597 | 198278.0192 | 192502.9312 | 186896.0497 | 181452.4755 | 176167.4519 | 171036.3611 | 166054.7195 | 161218.1743 | 156522.4993 | 151963.5915 | 147537.4675 | 143240.2597 | 139068.2133 | 135017.6828 | 131085.129 | 127267.1155
| Discounted operating costs |  |  | #REF! | #REF! | #REF! | #REF! | #REF! | #REF! | #REF! | #REF! | #REF! | #REF! | #REF! | #REF! | #REF! | #REF! | #REF! | #REF! | #REF! | #REF! | #REF! | #REF! | #REF! | #REF! | #REF! | #REF! | #REF! | #REF! | #REF! | #REF! | #REF! | #REF! | #REF! | #REF! | #REF! | #REF! | #REF! | #REF! | #REF! | #REF! | #REF! | #REF! | #REF! | #REF! | #REF! | #REF! | #REF! | #REF! | #REF! | #REF! | #REF! | #REF! | #REF! | #REF! | #REF! | #REF! | #REF! | #REF! | #REF! | #REF! | #REF! | #REF!
Alternative solution for remaining sites
| Discounted heat demand, kWh |  |  | 0 | 0 | 0 | 0 | 0 | 0 | 0 | 0 | 0 | 0 | 0 | 0 | 0 | 0 | 0 | 0 | 0 | 0 | 0 | 0 | 0 | 0 | 0 | 0 | 0 | 0 | 0 | 0 | 0 | 0 | 0 | 0 | 0 | 0 | 0 | 0 | 0 | 0 | 0 | 0 | 0 | 0 | 0 | 0 | 0 | 0 | 0 | 0 | 0 | 0 | 0 | 0 | 0 | 0 | 0 | 0 | 0 | 0 | 0 | 0
| Discounted capital costs |  | 0 | 0 | 0 | 0 | 0 | 0 | 0 | 0 | 0 | 0 | 0 | 0 | 0 | 0 | 0 | 0 | 0 | 0 | 0 | 0 | 0 | 0 | 0 | 0 | 0 | 0 | 0 | 0 | 0 | 0 | 0 | 0 | 0 | 0 | 0 | 0 | 0 | 0 | 0 | 0 | 0 | 0 | 0 | 0 | 0 | 0 | 0 | 0 | 0 | 0 | 0 | 0 | 0 | 0 | 0 | 0 | 0 | 0 | 0 | 0 | 0
| Discounted replacement costs |  |  | #REF! | #REF! | #REF! | #REF! | #REF! | #REF! | #REF! | #REF! | #REF! | #REF! | #REF! | #REF! | #REF! | #REF! | #REF! | #REF! | #REF! | #REF! | #REF! | #REF! | #REF! | #REF! | #REF! | #REF! | #REF! | #REF! | #REF! | #REF! | #REF! | #REF! | #REF! | #REF! | #REF! | #REF! | #REF! | #REF! | #REF! | #REF! | #REF! | #REF! | #REF! | #REF! | #REF! | #REF! | #REF! | #REF! | #REF! | #REF! | #REF! | #REF! | #REF! | #REF! | #REF! | #REF! | #REF! | #REF! | #REF! | #REF! | #REF! | #REF!
| Discounted operating costs |  |  | 0 | 0 | 0 | 0 | 0 | 0 | 0 | 0 | 0 | 0 | 0 | 0 | 0 | 0 | 0 | 0 | 0 | 0 | 0 | 0 | 0 | 0 | 0 | 0 | 0 | 0 | 0 | 0 | 0 | 0 | 0 | 0 | 0 | 0 | 0 | 0 | 0 | 0 | 0 | 0 | 0 | 0 | 0 | 0 | 0 | 0 | 0 | 0 | 0 | 0 | 0 | 0 | 0 | 0 | 0 | 0 | 0 | 0 | 0 | 0
Counterfactual
| Discounted heat demand, kWh |  |  | #REF! | #REF! | #REF! | #REF! | #REF! | #REF! | #REF! | #REF! | #REF! | #REF! | #REF! | #REF! | #REF! | #REF! | #REF! | #REF! | #REF! | #REF! | #REF! | #REF! | #REF! | #REF! | #REF! | #REF! | #REF! | #REF! | #REF! | #REF! | #REF! | #REF! | #REF! | #REF! | #REF! | #REF! | #REF! | #REF! | #REF! | #REF! | #REF! | #REF! | #REF! | #REF! | #REF! | #REF! | #REF! | #REF! | #REF! | #REF! | #REF! | #REF! | #REF! | #REF! | #REF! | #REF! | #REF! | #REF! | #REF! | #REF! | #REF! | #REF!
| Discounted capital costs |  | #REF! | #REF! | #REF! | #REF! | #REF! | #REF! | #REF! | #REF! | #REF! | #REF! | #REF! | #REF! | #REF! | #REF! | #REF! | #REF! | #REF! | #REF! | #REF! | #REF! | #REF! | #REF! | #REF! | #REF! | #REF! | #REF! | #REF! | #REF! | #REF! | #REF! | #REF! | #REF! | #REF! | #REF! | #REF! | #REF! | #REF! | #REF! | #REF! | #REF! | #REF! | #REF! | #REF! | #REF! | #REF! | #REF! | #REF! | #REF! | #REF! | #REF! | #REF! | #REF! | #REF! | #REF! | #REF! | #REF! | #REF! | #REF! | #REF! | #REF! | #REF!
| Discounted replacement costs |  |  | #REF! | #REF! | #REF! | #REF! | #REF! | #REF! | #REF! | #REF! | #REF! | #REF! | #REF! | #REF! | #REF! | #REF! | #REF! | #REF! | #REF! | #REF! | #REF! | #REF! | #REF! | #REF! | #REF! | #REF! | #REF! | #REF! | #REF! | #REF! | #REF! | #REF! | #REF! | #REF! | #REF! | #REF! | #REF! | #REF! | #REF! | #REF! | #REF! | #REF! | #REF! | #REF! | #REF! | #REF! | #REF! | #REF! | #REF! | #REF! | #REF! | #REF! | #REF! | #REF! | #REF! | #REF! | #REF! | #REF! | #REF! | #REF! | #REF! | #REF!
| Discounted operating costs |  |  | #REF! | #REF! | #REF! | #REF! | #REF! | #REF! | #REF! | #REF! | #REF! | #REF! | #REF! | #REF! | #REF! | #REF! | #REF! | #REF! | #REF! | #REF! | #REF! | #REF! | #REF! | #REF! | #REF! | #REF! | #REF! | #REF! | #REF! | #REF! | #REF! | #REF! | #REF! | #REF! | #REF! | #REF! | #REF! | #REF! | #REF! | #REF! | #REF! | #REF! | #REF! | #REF! | #REF! | #REF! | #REF! | #REF! | #REF! | #REF! | #REF! | #REF! | #REF! | #REF! | #REF! | #REF! | #REF! | #REF! | #REF! | #REF! | #REF! | #REF!
TOTAL COSTS
| Heat network |  | 9267897.1073 | #REF! | #REF! | #REF! | #REF! | #REF! | #REF! | #REF! | #REF! | #REF! | #REF! | #REF! | #REF! | #REF! | #REF! | #REF! | #REF! | #REF! | #REF! | #REF! | #REF! | #REF! | #REF! | #REF! | #REF! | #REF! | #REF! | #REF! | #REF! | #REF! | #REF! | #REF! | #REF! | #REF! | #REF! | #REF! | #REF! | #REF! | #REF! | #REF! | #REF! | #REF! | #REF! | #REF! | #REF! | #REF! | #REF! | #REF! | #REF! | #REF! | #REF! | #REF! | #REF! | #REF! | #REF! | #REF! | #REF! | #REF! | #REF! | #REF! | #REF!
| Cumulative |  | 9267897.1073 | #REF! | #REF! | #REF! | #REF! | #REF! | #REF! | #REF! | #REF! | #REF! | #REF! | #REF! | #REF! | #REF! | #REF! | #REF! | #REF! | #REF! | #REF! | #REF! | #REF! | #REF! | #REF! | #REF! | #REF! | #REF! | #REF! | #REF! | #REF! | #REF! | #REF! | #REF! | #REF! | #REF! | #REF! | #REF! | #REF! | #REF! | #REF! | #REF! | #REF! | #REF! | #REF! | #REF! | #REF! | #REF! | #REF! | #REF! | #REF! | #REF! | #REF! | #REF! | #REF! | #REF! | #REF! | #REF! | #REF! | #REF! | #REF! | #REF! | #REF!
| Alternative solution for remaining sites |  | 0 | #REF! | #REF! | #REF! | #REF! | #REF! | #REF! | #REF! | #REF! | #REF! | #REF! | #REF! | #REF! | #REF! | #REF! | #REF! | #REF! | #REF! | #REF! | #REF! | #REF! | #REF! | #REF! | #REF! | #REF! | #REF! | #REF! | #REF! | #REF! | #REF! | #REF! | #REF! | #REF! | #REF! | #REF! | #REF! | #REF! | #REF! | #REF! | #REF! | #REF! | #REF! | #REF! | #REF! | #REF! | #REF! | #REF! | #REF! | #REF! | #REF! | #REF! | #REF! | #REF! | #REF! | #REF! | #REF! | #REF! | #REF! | #REF! | #REF! | #REF!
| Cumulative |  | 0 | #REF! | #REF! | #REF! | #REF! | #REF! | #REF! | #REF! | #REF! | #REF! | #REF! | #REF! | #REF! | #REF! | #REF! | #REF! | #REF! | #REF! | #REF! | #REF! | #REF! | #REF! | #REF! | #REF! | #REF! | #REF! | #REF! | #REF! | #REF! | #REF! | #REF! | #REF! | #REF! | #REF! | #REF! | #REF! | #REF! | #REF! | #REF! | #REF! | #REF! | #REF! | #REF! | #REF! | #REF! | #REF! | #REF! | #REF! | #REF! | #REF! | #REF! | #REF! | #REF! | #REF! | #REF! | #REF! | #REF! | #REF! | #REF! | #REF! | #REF!
| Counterfactual |  | #REF! | #REF! | #REF! | #REF! | #REF! | #REF! | #REF! | #REF! | #REF! | #REF! | #REF! | #REF! | #REF! | #REF! | #REF! | #REF! | #REF! | #REF! | #REF! | #REF! | #REF! | #REF! | #REF! | #REF! | #REF! | #REF! | #REF! | #REF! | #REF! | #REF! | #REF! | #REF! | #REF! | #REF! | #REF! | #REF! | #REF! | #REF! | #REF! | #REF! | #REF! | #REF! | #REF! | #REF! | #REF! | #REF! | #REF! | #REF! | #REF! | #REF! | #REF! | #REF! | #REF! | #REF! | #REF! | #REF! | #REF! | #REF! | #REF! | #REF! | #REF!
| Cumulative |  | #REF! | #REF! | #REF! | #REF! | #REF! | #REF! | #REF! | #REF! | #REF! | #REF! | #REF! | #REF! | #REF! | #REF! | #REF! | #REF! | #REF! | #REF! | #REF! | #REF! | #REF! | #REF! | #REF! | #REF! | #REF! | #REF! | #REF! | #REF! | #REF! | #REF! | #REF! | #REF! | #REF! | #REF! | #REF! | #REF! | #REF! | #REF! | #REF! | #REF! | #REF! | #REF! | #REF! | #REF! | #REF! | #REF! | #REF! | #REF! | #REF! | #REF! | #REF! | #REF! | #REF! | #REF! | #REF! | #REF! | #REF! | #REF! | #REF! | #REF! | #REF!
| Combined solution |  | 9267897.1073 | #REF! | #REF! | #REF! | #REF! | #REF! | #REF! | #REF! | #REF! | #REF! | #REF! | #REF! | #REF! | #REF! | #REF! | #REF! | #REF! | #REF! | #REF! | #REF! | #REF! | #REF! | #REF! | #REF! | #REF! | #REF! | #REF! | #REF! | #REF! | #REF! | #REF! | #REF! | #REF! | #REF! | #REF! | #REF! | #REF! | #REF! | #REF! | #REF! | #REF! | #REF! | #REF! | #REF! | #REF! | #REF! | #REF! | #REF! | #REF! | #REF! | #REF! | #REF! | #REF! | #REF! | #REF! | #REF! | #REF! | #REF! | #REF! | #REF! | #REF!
| Combined solution |  | 9267897.1073 | #REF! | #REF! | #REF! | #REF! | #REF! | #REF! | #REF! | #REF! | #REF! | #REF! | #REF! | #REF! | #REF! | #REF! | #REF! | #REF! | #REF! | #REF! | #REF! | #REF! | #REF! | #REF! | #REF! | #REF! | #REF! | #REF! | #REF! | #REF! | #REF! | #REF! | #REF! | #REF! | #REF! | #REF! | #REF! | #REF! | #REF! | #REF! | #REF! | #REF! | #REF! | #REF! | #REF! | #REF! | #REF! | #REF! | #REF! | #REF! | #REF! | #REF! | #REF! | #REF! | #REF! | #REF! | #REF! | #REF! | #REF! | #REF! | #REF! | #REF!
NET PRESENT COSTS AND LEVELISED COST OF HEAT
| Heat network | #REF!
| Levelised cost of heat, p/kWh | #REF!
| Alternative solution for remaining sites | #REF!
| Levelised cost of heat, p/kWh | 0
| Counterfactual | #REF!
| Levelised cost of heat, p/kWh | #REF!
| Combined solution | #REF!
| Levelised cost of heat, p/kWh | #REF!
HEAT NETWORK ECONOMIC ANALYSIS
20 YEARS
| Total capital costs |  | 2026-12-31: 9267897.1073; 2027-12-31: #REF!; 2028-12-31: #REF!; 2029-12-31: #REF!; 2030-12-31: #REF!; 2031-12-31: #REF!; 2032-12-31: #REF!; 2033-12-31: #REF!; 2034-12-31: #REF!; 2035-12-31: #REF!; 2036-12-31: #REF!; 2037-12-31: #REF!; 2038-12-31: #REF!; 2039-12-31: #REF!; 2040-12-31: #REF!; 2041-12-31: #REF!; 2042-12-31: #REF!; 2043-12-31: #REF!; 2044-12-31: #REF!; 2045-12-31: #REF!; 2046-12-31: #REF!
| Cashflow |  | 2026-12-31: -9267897.1073; 2027-12-31: #REF!; 2028-12-31: #REF!; 2029-12-31: #REF!; 2030-12-31: #REF!; 2031-12-31: #REF!; 2032-12-31: #REF!; 2033-12-31: #REF!; 2034-12-31: #REF!; 2035-12-31: #REF!; 2036-12-31: #REF!; 2037-12-31: #REF!; 2038-12-31: #REF!; 2039-12-31: #REF!; 2040-12-31: #REF!; 2041-12-31: #REF!; 2042-12-31: #REF!; 2043-12-31: #REF!; 2044-12-31: #REF!; 2045-12-31: #REF!; 2046-12-31: #REF!
| Cumulative cashflow |  | 2026-12-31: -9267897.1073; 2027-12-31: #REF!; 2028-12-31: #REF!; 2029-12-31: #REF!; 2030-12-31: #REF!; 2031-12-31: #REF!; 2032-12-31: #REF!; 2033-12-31: #REF!; 2034-12-31: #REF!; 2035-12-31: #REF!; 2036-12-31: #REF!; 2037-12-31: #REF!; 2038-12-31: #REF!; 2039-12-31: #REF!; 2040-12-31: #REF!; 2041-12-31: #REF!; 2042-12-31: #REF!; 2043-12-31: #REF!; 2044-12-31: #REF!; 2045-12-31: #REF!; 2046-12-31: #REF!
|  |  |  | #REF! | #REF! | #REF! | #REF! | #REF! | #REF! | #REF! | #REF! | #REF! | #REF! | #REF! | #REF! | #REF! | #REF! | #REF! | #REF! | #REF! | #REF! | #REF! | #REF!
| Internal rate of return (IRR) | #VALUE!
| Net present value (NPV) | #REF!
| Simple payback (years) | #REF!
| 20 year total income | #REF!
| Levelised cost of heat, p/kWh | #REF!
| Levelised tariff, p/kWh | #REF!
30 YEARS
| Total capital costs |  | 2026-12-31: 9267897.1073; 2027-12-31: #REF!; 2028-12-31: #REF!; 2029-12-31: #REF!; 2030-12-31: #REF!; 2031-12-31: #REF!; 2032-12-31: #REF!; 2033-12-31: #REF!; 2034-12-31: #REF!; 2035-12-31: #REF!; 2036-12-31: #REF!; 2037-12-31: #REF!; 2038-12-31: #REF!; 2039-12-31: #REF!; 2040-12-31: #REF!; 2041-12-31: #REF!; 2042-12-31: #REF!; 2043-12-31: #REF!; 2044-12-31: #REF!; 2045-12-31: #REF!; 2046-12-31: #REF!; 2047-12-31: #REF!; 2048-12-31: #REF!; 2049-12-31: #REF!; 2050-12-31: #REF!; 2051-12-31: #REF!; 2052-12-31: #REF!; 2053-12-31: #REF!; 2054-12-31: #REF!; 2055-12-31: #REF!; 2056-12-31: #REF!
| Cashflow |  | 2026-12-31: -9267897.1073; 2027-12-31: #REF!; 2028-12-31: #REF!; 2029-12-31: #REF!; 2030-12-31: #REF!; 2031-12-31: #REF!; 2032-12-31: #REF!; 2033-12-31: #REF!; 2034-12-31: #REF!; 2035-12-31: #REF!; 2036-12-31: #REF!; 2037-12-31: #REF!; 2038-12-31: #REF!; 2039-12-31: #REF!; 2040-12-31: #REF!; 2041-12-31: #REF!; 2042-12-31: #REF!; 2043-12-31: #REF!; 2044-12-31: #REF!; 2045-12-31: #REF!; 2046-12-31: #REF!; 2047-12-31: #REF!; 2048-12-31: #REF!; 2049-12-31: #REF!; 2050-12-31: #REF!; 2051-12-31: #REF!; 2052-12-31: #REF!; 2053-12-31: #REF!; 2054-12-31: #REF!; 2055-12-31: #REF!; 2056-12-31: #REF!
| Cumulative cashflow |  | 2026-12-31: -9267897.1073; 2027-12-31: #REF!; 2028-12-31: #REF!; 2029-12-31: #REF!; 2030-12-31: #REF!; 2031-12-31: #REF!; 2032-12-31: #REF!; 2033-12-31: #REF!; 2034-12-31: #REF!; 2035-12-31: #REF!; 2036-12-31: #REF!; 2037-12-31: #REF!; 2038-12-31: #REF!; 2039-12-31: #REF!; 2040-12-31: #REF!; 2041-12-31: #REF!; 2042-12-31: #REF!; 2043-12-31: #REF!; 2044-12-31: #REF!; 2045-12-31: #REF!; 2046-12-31: #REF!; 2047-12-31: #REF!; 2048-12-31: #REF!; 2049-12-31: #REF!; 2050-12-31: #REF!; 2051-12-31: #REF!; 2052-12-31: #REF!; 2053-12-31: #REF!; 2054-12-31: #REF!; 2055-12-31: #REF!; 2056-12-31: #REF!
|  |  |  | #REF! | #REF! | #REF! | #REF! | #REF! | #REF! | #REF! | #REF! | #REF! | #REF! | #REF! | #REF! | #REF! | #REF! | #REF! | #REF! | #REF! | #REF! | #REF! | #REF! | #REF! | #REF! | #REF! | #REF! | #REF! | #REF! | #REF! | #REF! | #REF! | #REF!
| Internal rate of return (IRR) | #VALUE!
| Net present value (NPV) | #REF!
| Simple payback (years) | #REF!
| 30 year total income | #REF!
| Levelised cost of heat, p/kWh | #REF!
| Levelised tariff, p/kWh | #REF!
40 YEARS
| Total capital costs |  | 9267897.1073 | #REF! | #REF! | #REF! | #REF! | #REF! | #REF! | #REF! | #REF! | #REF! | #REF! | #REF! | #REF! | #REF! | #REF! | #REF! | #REF! | #REF! | #REF! | #REF! | #REF! | #REF! | #REF! | #REF! | #REF! | #REF! | #REF! | #REF! | #REF! | #REF! | #REF! | #REF! | #REF! | #REF! | #REF! | #REF! | #REF! | #REF! | #REF! | #REF! | #REF!
| Cashflow |  | -9267897.1073 | #REF! | #REF! | #REF! | #REF! | #REF! | #REF! | #REF! | #REF! | #REF! | #REF! | #REF! | #REF! | #REF! | #REF! | #REF! | #REF! | #REF! | #REF! | #REF! | #REF! | #REF! | #REF! | #REF! | #REF! | #REF! | #REF! | #REF! | #REF! | #REF! | #REF! | #REF! | #REF! | #REF! | #REF! | #REF! | #REF! | #REF! | #REF! | #REF! | #REF!
| Cumulative cashflow |  | -9267897.1073 | #REF! | #REF! | #REF! | #REF! | #REF! | #REF! | #REF! | #REF! | #REF! | #REF! | #REF! | #REF! | #REF! | #REF! | #REF! | #REF! | #REF! | #REF! | #REF! | #REF! | #REF! | #REF! | #REF! | #REF! | #REF! | #REF! | #REF! | #REF! | #REF! | #REF! | #REF! | #REF! | #REF! | #REF! | #REF! | #REF! | #REF! | #REF! | #REF! | #REF!
|  |  |  | #REF! | #REF! | #REF! | #REF! | #REF! | #REF! | #REF! | #REF! | #REF! | #REF! | #REF! | #REF! | #REF! | #REF! | #REF! | #REF! | #REF! | #REF! | #REF! | #REF! | #REF! | #REF! | #REF! | #REF! | #REF! | #REF! | #REF! | #REF! | #REF! | #REF! | #REF! | #REF! | #REF! | #REF! | #REF! | #REF! | #REF! | #REF! | #REF! | #REF!
| Internal rate of return (IRR) | #VALUE!
| Net present value (NPV) | #REF!
| Simple payback (years) | #REF!
| 40 year total income | #REF!
| Levelised cost of heat, p/kWh | #REF!
| Levelised tariff, p/kWh | #REF!
Data for cashflow graph
| Network year |  | 0 | 1 | 2 | 3 | 4 | 5 | 6 | 7 | 8 | 9 | 10 | 11 | 12 | 13 | 14 | 15 | 16 | 17 | 18 | 19 | 20 | 21 | 22 | 23 | 24 | 25 | 26 | 27 | 28 | 29 | 30 | 31 | 32 | 33 | 34 | 35 | 36 | 37 | 38 | 39 | 40
| Capital costs |  | 9267897.1073 | #REF! | #REF! | #REF! | #REF! | #REF! | #REF! | #REF! | #REF! | #REF! | #REF! | #REF! | #REF! | #REF! | #REF! | #REF! | #REF! | #REF! | #REF! | #REF! | #REF! | #REF! | #REF! | #REF! | #REF! | #REF! | #REF! | #REF! | #REF! | #REF! | #REF! | #REF! | #REF! | #REF! | #REF! | #REF! | #REF! | #REF! | #REF! | #REF! | #REF!
| Cashflow |  | -9267897.1073 | #REF! | #REF! | #REF! | #REF! | #REF! | #REF! | #REF! | #REF! | #REF! | #REF! | #REF! | #REF! | #REF! | #REF! | #REF! | #REF! | #REF! | #REF! | #REF! | #REF! | #REF! | #REF! | #REF! | #REF! | #REF! | #REF! | #REF! | #REF! | #REF! | #REF! | #REF! | #REF! | #REF! | #REF! | #REF! | #REF! | #REF! | #REF! | #REF! | #REF!
| Cumulative cashflow |  | -9267897.1073 | #REF! | #REF! | #REF! | #REF! | #REF! | #REF! | #REF! | #REF! | #REF! | #REF! | #REF! | #REF! | #REF! | #REF! | #REF! | #REF! | #REF! | #REF! | #REF! | #REF! | #REF! | #REF! | #REF! | #REF! | #REF! | #REF! | #REF! | #REF! | #REF! | #REF! | #REF! | #REF! | #REF! | #REF! | #REF! | #REF! | #REF! | #REF! | #REF! | #REF!
| Operational expenditure |  | #REF! | #REF! | #REF! | #REF! | #REF! | #REF! | #REF! | #REF! | #REF! | #REF! | #REF! | #REF! | #REF! | #REF! | #REF! | #REF! | #REF! | #REF! | #REF! | #REF! | #REF! | #REF! | #REF! | #REF! | #REF! | #REF! | #REF! | #REF! | #REF! | #REF! | #REF! | #REF! | #REF! | #REF! | #REF! | #REF! | #REF! | #REF! | #REF! | #REF! | #REF!
CAPEX
OPEX
REPEX
THE END OF SHEET

## CO2e
| Phase |  | 1 | 1 | 1 | 1 | 1 | 2 | 2 | 2 | 2 | 2 | 3 | 3 | 3 | 3 | 3 | 3 | 3 | 3 | 3 | 3 | 3 | 3 | 3 | 3 | 3 | 3 | 3 | 3 | 3 | 3 | 3 | 3 | 3 | 3 | 3 | 3 | 3 | 3 | 3 | 3 | 3 | 3 | 3 | 3 | 3 | 3 | 3 | 3 | 3 | 3 | 3 | 3 | 3 | 3 | 3 | 3 | 3 | 3 | 3 | 3
| Phase 1 flag |  | 1 | 1 | 1 | 1 | 1 | 1 | 1 | 1 | 1 | 1 | 1 | 1 | 1 | 1 | 1 | 1 | 1 | 1 | 1 | 1 | 1 | 1 | 1 | 1 | 1 | 1 | 1 | 1 | 1 | 1 | 1 | 1 | 1 | 1 | 1 | 1 | 1 | 1 | 1 | 1 | 1 | 1 | 1 | 1 | 1 | 1 | 1 | 1 | 1 | 1 | 1 | 1 | 1 | 1 | 1 | 1 | 1 | 1 | 1 | 1
| Phase 2 flag |  | 0 | 0 | 0 | 0 | 0 | 1 | 1 | 1 | 1 | 1 | 1 | 1 | 1 | 1 | 1 | 1 | 1 | 1 | 1 | 1 | 1 | 1 | 1 | 1 | 1 | 1 | 1 | 1 | 1 | 1 | 1 | 1 | 1 | 1 | 1 | 1 | 1 | 1 | 1 | 1 | 1 | 1 | 1 | 1 | 1 | 1 | 1 | 1 | 1 | 1 | 1 | 1 | 1 | 1 | 1 | 1 | 1 | 1 | 1 | 1
| Phase 3 flag |  | 0 | 0 | 0 | 0 | 0 | 0 | 0 | 0 | 0 | 0 | 1 | 1 | 1 | 1 | 1 | 1 | 1 | 1 | 1 | 1 | 1 | 1 | 1 | 1 | 1 | 1 | 1 | 1 | 1 | 1 | 1 | 1 | 1 | 1 | 1 | 1 | 1 | 1 | 1 | 1 | 1 | 1 | 1 | 1 | 1 | 1 | 1 | 1 | 1 | 1 | 1 | 1 | 1 | 1 | 1 | 1 | 1 | 1 | 1 | 1
1 | CO2e Emissions
| Natural gas CO2e emissions factor, kgCO2e/kWh | 0.18387
| Average efficiency for gas boilers | 85%
| Commercial ASHP CoP | 2.4
| Residential ASHP CoP | 2
| Average efficiency for electric heating | 100%
| Reference year for emissions | 2022 | 2023 | 2024 | 2025 | 2026 | 2027 | 2028 | 2029 | 2030 | 2031 | 2032 | 2033 | 2034 | 2035 | 2036 | 2037 | 2038 | 2039 | 2040 | 2041 | 2042 | 2043 | 2044 | 2045 | 2046 | 2047 | 2048 | 2049 | 2050 | 2051 | 2052 | 2053 | 2054 | 2055 | 2056 | 2057 | 2058 | 2059 | 2060 | 2061 | 2062 | 2063 | 2064 | 2065 | 2066 | 2067 | 2068 | 2069 | 2070 | 2071 | 2072 | 2073 | 2074 | 2075 | 2076 | 2077 | 2078 | 2079 | 2080 | 2081 | 2082 | 2083 | 2084 | 2085 | 2086
| Electricity grid emissions intensity - LCP marginal figures, gCO2e/kWh | 401.9393 | 382.7577 | 381.0785 | 381.1802 | 382.0072 | 367.904 | 359.1595 | 333.8446 | 311.8988 | 316.088 | 292.9591 | 279.5036 | 260.008 | 248.252 | 263.7996 | 249.9631 | 248.8785 | 249.4839 | 243.4076 | 239.2607 | 248.9758 | 246.897 | 228.6908 | 228.6908 | 228.6908 | 228.6908 | 228.6908 | 228.6908 | 228.6908 | 228.6908 | 228.6908 | 228.6908 | 228.6908 | 228.6908 | 228.6908 | 228.6908 | 228.6908 | 228.6908 | 228.6908 | 228.6908 | 228.6908 | 228.6908 | 228.6908 | 228.6908 | 228.6908 | 228.6908 | 228.6908 | 228.6908 | 228.6908 | 228.6908 | 228.6908 | 228.6908 | 228.6908 | 228.6908 | 228.6908 | 228.6908 | 228.6908 | 228.6908 | 228.6908 | 228.6908 | 228.6908 | 228.6908 | 228.6908 | 228.6908 | 228.6908
| Electricity grid emissions intensity - long run marginal figures (commercial), gCO2e/kWh | 264.3974 | 250.3832 | 235.5735 | 219.9232 | 203.3847 | 185.9074 | 167.438 | 147.9204 | 127.295 | 102.9953 | 83.3342 | 67.4263 | 54.5551 | 44.141 | 35.7148 | 28.8971 | 23.3808 | 18.9176 | 15.3064 | 12.7064 | 12.0586 | 11.8124 | 11.1024 | 9.4285 | 8.5603 | 7.893 | 7.4913 | 6.9709 | 6.8512 | 6.8512 | 6.8512 | 6.8512 | 6.8512 | 6.8512 | 6.8512 | 6.8512 | 6.8512 | 6.8512 | 6.8512 | 6.8512 | 6.8512 | 6.8512 | 6.8512 | 6.8512 | 6.8512 | 6.8512 | 6.8512 | 6.8512 | 6.8512 | 6.8512 | 6.8512 | 6.8512 | 6.8512 | 6.8512 | 6.8512 | 6.8512 | 6.8512 | 6.8512 | 6.8512 | 6.8512 | 6.8512 | 6.8512 | 6.8512 | 6.8512 | 6.8512
| Electricity grid emissions intensity - long run marginal figures (domestic), gCO2e/kWh | 269.3155 | 255.0406 | 239.9554 | 224.0141 | 207.1678 | 189.3654 | 170.5526 | 150.6719 | 129.6628 | 104.9111 | 84.8843 | 68.6805 | 55.5699 | 44.962 | 36.3791 | 29.4346 | 23.8158 | 19.2695 | 15.5911 | 12.9428 | 12.2829 | 12.0321 | 11.309 | 9.6039 | 8.7196 | 8.0398 | 7.6306 | 7.1006 | 6.9787 | 6.9787 | 6.9787 | 6.9787 | 6.9787 | 6.9787 | 6.9787 | 6.9787 | 6.9787 | 6.9787 | 6.9787 | 6.9787 | 6.9787 | 6.9787 | 6.9787 | 6.9787 | 6.9787 | 6.9787 | 6.9787 | 6.9787 | 6.9787 | 6.9787 | 6.9787 | 6.9787 | 6.9787 | 6.9787 | 6.9787 | 6.9787 | 6.9787 | 6.9787 | 6.9787 | 6.9787 | 6.9787 | 6.9787 | 6.9787 | 6.9787 | 6.9787
| Network year | 0 | 1 | 2 | 3 | 4 | 5 | 6 | 7 | 8 | 9 | 10 | 11 | 12 | 13 | 14 | 15 | 16 | 17 | 18 | 19 | 20 | 21 | 22 | 23 | 24 | 25 | 26 | 27 | 28 | 29 | 30 | 31 | 32 | 33 | 34 | 35 | 36 | 37 | 38 | 39 | 40 | 41 | 42 | 43 | 44 | 45 | 46 | 47 | 48 | 49 | 50 | 51 | 52 | 53 | 54 | 55 | 56 | 57 | 58 | 59 | 60
| Year | 2026 | 2027 | 2028 | 2029 | 2030 | 2031 | 2032 | 2033 | 2034 | 2035 | 2036 | 2037 | 2038 | 2039 | 2040 | 2041 | 2042 | 2043 | 2044 | 2045 | 2046 | 2047 | 2048 | 2049 | 2050 | 2051 | 2052 | 2053 | 2054 | 2055 | 2056 | 2057 | 2058 | 2059 | 2060 | 2061 | 2062 | 2063 | 2064 | 2065 | 2066 | 2067 | 2068 | 2069 | 2070 | 2071 | 2072 | 2073 | 2074 | 2075 | 2076 | 2077 | 2078 | 2079 | 2080 | 2081 | 2082 | 2083 | 2084 | 2085 | 2086
| Electricity grid emissions intensity for generated electricity, kgCO2e/kWh | 0.38201 | 0.3679 | 0.35916 | 0.33384 | 0.3119 | 0.31609 | 0.29296 | 0.2795 | 0.26001 | 0.24825 | 0.2638 | 0.24996 | 0.24888 | 0.24948 | 0.24341 | 0.23926 | 0.24898 | 0.2469 | 0.22869 | 0.22869 | 0.22869 | 0.22869 | 0.22869 | 0.22869 | 0.22869 | 0.22869 | 0.22869 | 0.22869 | 0.22869 | 0.22869 | 0.22869 | 0.22869 | 0.22869 | 0.22869 | 0.22869 | 0.22869 | 0.22869 | 0.22869 | 0.22869 | 0.22869 | 0.22869 | 0.22869 | 0.22869 | 0.22869 | 0.22869 | 0.22869 | 0.22869 | 0.22869 | 0.22869 | 0.22869 | 0.22869 | 0.22869 | 0.22869 | 0.22869 | 0.22869 | 0.22869 | 0.22869 | 0.22869 | 0.22869 | 0.22869 | 0.22869
| Electricity grid emissions intensity for imported electricity (commercial), kgCO2e/kWh | 0.20338 | 0.18591 | 0.16744 | 0.14792 | 0.12729 | 0.103 | 0.083334 | 0.067426 | 0.054555 | 0.044141 | 0.035715 | 0.028897 | 0.023381 | 0.018918 | 0.015306 | 0.012706 | 0.012059 | 0.011812 | 0.011102 | 0.0094285 | 0.0085603 | 0.007893 | 0.0074913 | 0.0069709 | 0.0068512 | 0.0068512 | 0.0068512 | 0.0068512 | 0.0068512 | 0.0068512 | 0.0068512 | 0.0068512 | 0.0068512 | 0.0068512 | 0.0068512 | 0.0068512 | 0.0068512 | 0.0068512 | 0.0068512 | 0.0068512 | 0.0068512 | 0.0068512 | 0.0068512 | 0.0068512 | 0.0068512 | 0.0068512 | 0.0068512 | 0.0068512 | 0.0068512 | 0.0068512 | 0.0068512 | 0.0068512 | 0.0068512 | 0.0068512 | 0.0068512 | 0.0068512 | 0.0068512 | 0.0068512 | 0.0068512 | 0.0068512 | 0.0068512
| Electricity grid emissions intensity for imported electricity (residential), kgCO2e/kWh | 0.20717 | 0.18937 | 0.17055 | 0.15067 | 0.12966 | 0.10491 | 0.084884 | 0.068681 | 0.05557 | 0.044962 | 0.036379 | 0.029435 | 0.023816 | 0.019269 | 0.015591 | 0.012943 | 0.012283 | 0.012032 | 0.011309 | 0.0096039 | 0.0087196 | 0.0080398 | 0.0076306 | 0.0071006 | 0.0069787 | 0.0069787 | 0.0069787 | 0.0069787 | 0.0069787 | 0.0069787 | 0.0069787 | 0.0069787 | 0.0069787 | 0.0069787 | 0.0069787 | 0.0069787 | 0.0069787 | 0.0069787 | 0.0069787 | 0.0069787 | 0.0069787 | 0.0069787 | 0.0069787 | 0.0069787 | 0.0069787 | 0.0069787 | 0.0069787 | 0.0069787 | 0.0069787 | 0.0069787 | 0.0069787 | 0.0069787 | 0.0069787 | 0.0069787 | 0.0069787 | 0.0069787 | 0.0069787 | 0.0069787 | 0.0069787 | 0.0069787 | 0.0069787
Heat network
| Displaced emissions from BAU gas boilers - commercial and industrial, tCO2e |  | #REF! | #REF! | #REF! | #REF! | #REF! | #REF! | #REF! | #REF! | #REF! | #REF! | #REF! | #REF! | #REF! | #REF! | #REF! | #REF! | #REF! | #REF! | #REF! | #REF! | #REF! | #REF! | #REF! | #REF! | #REF! | #REF! | #REF! | #REF! | #REF! | #REF! | #REF! | #REF! | #REF! | #REF! | #REF! | #REF! | #REF! | #REF! | #REF! | #REF! | #REF! | #REF! | #REF! | #REF! | #REF! | #REF! | #REF! | #REF! | #REF! | #REF! | #REF! | #REF! | #REF! | #REF! | #REF! | #REF! | #REF! | #REF! | #REF! | #REF!
| Displaced emissions from BAU individual ASHPs - commercial and industrial, tCO2e |  | #REF! | #REF! | #REF! | #REF! | #REF! | #REF! | #REF! | #REF! | #REF! | #REF! | #REF! | #REF! | #REF! | #REF! | #REF! | #REF! | #REF! | #REF! | #REF! | #REF! | #REF! | #REF! | #REF! | #REF! | #REF! | #REF! | #REF! | #REF! | #REF! | #REF! | #REF! | #REF! | #REF! | #REF! | #REF! | #REF! | #REF! | #REF! | #REF! | #REF! | #REF! | #REF! | #REF! | #REF! | #REF! | #REF! | #REF! | #REF! | #REF! | #REF! | #REF! | #REF! | #REF! | #REF! | #REF! | #REF! | #REF! | #REF! | #REF! | #REF!
| Displaced emissions from BAU electric heating - commercial and industrial, tCO2e |  | #REF! | #REF! | #REF! | #REF! | #REF! | #REF! | #REF! | #REF! | #REF! | #REF! | #REF! | #REF! | #REF! | #REF! | #REF! | #REF! | #REF! | #REF! | #REF! | #REF! | #REF! | #REF! | #REF! | #REF! | #REF! | #REF! | #REF! | #REF! | #REF! | #REF! | #REF! | #REF! | #REF! | #REF! | #REF! | #REF! | #REF! | #REF! | #REF! | #REF! | #REF! | #REF! | #REF! | #REF! | #REF! | #REF! | #REF! | #REF! | #REF! | #REF! | #REF! | #REF! | #REF! | #REF! | #REF! | #REF! | #REF! | #REF! | #REF! | #REF!
| Displaced emissions from BAU gas boilers - residential, tCO2e |  | #REF! | #REF! | #REF! | #REF! | #REF! | #REF! | #REF! | #REF! | #REF! | #REF! | #REF! | #REF! | #REF! | #REF! | #REF! | #REF! | #REF! | #REF! | #REF! | #REF! | #REF! | #REF! | #REF! | #REF! | #REF! | #REF! | #REF! | #REF! | #REF! | #REF! | #REF! | #REF! | #REF! | #REF! | #REF! | #REF! | #REF! | #REF! | #REF! | #REF! | #REF! | #REF! | #REF! | #REF! | #REF! | #REF! | #REF! | #REF! | #REF! | #REF! | #REF! | #REF! | #REF! | #REF! | #REF! | #REF! | #REF! | #REF! | #REF! | #REF!
| Displaced emissions from BAU individual ASHPs - residential, tCO2e |  | #REF! | #REF! | #REF! | #REF! | #REF! | #REF! | #REF! | #REF! | #REF! | #REF! | #REF! | #REF! | #REF! | #REF! | #REF! | #REF! | #REF! | #REF! | #REF! | #REF! | #REF! | #REF! | #REF! | #REF! | #REF! | #REF! | #REF! | #REF! | #REF! | #REF! | #REF! | #REF! | #REF! | #REF! | #REF! | #REF! | #REF! | #REF! | #REF! | #REF! | #REF! | #REF! | #REF! | #REF! | #REF! | #REF! | #REF! | #REF! | #REF! | #REF! | #REF! | #REF! | #REF! | #REF! | #REF! | #REF! | #REF! | #REF! | #REF! | #REF!
| Displaced emissions from BAU electric heating - residential, tCO2e |  | #REF! | #REF! | #REF! | #REF! | #REF! | #REF! | #REF! | #REF! | #REF! | #REF! | #REF! | #REF! | #REF! | #REF! | #REF! | #REF! | #REF! | #REF! | #REF! | #REF! | #REF! | #REF! | #REF! | #REF! | #REF! | #REF! | #REF! | #REF! | #REF! | #REF! | #REF! | #REF! | #REF! | #REF! | #REF! | #REF! | #REF! | #REF! | #REF! | #REF! | #REF! | #REF! | #REF! | #REF! | #REF! | #REF! | #REF! | #REF! | #REF! | #REF! | #REF! | #REF! | #REF! | #REF! | #REF! | #REF! | #REF! | #REF! | #REF! | #REF!
| Emissions from peak and reserve gas boilers, tCO2e |  | 0 | 0 | 0 | 0 | 0 | 0 | 0 | 0 | 0 | 0 | 0 | 0 | 0 | 0 | 0 | 0 | 0 | 0 | 0 | 0 | 0 | 0 | 0 | 0 | 0 | 0 | 0 | 0 | 0 | 0 | 0 | 0 | 0 | 0 | 0 | 0 | 0 | 0 | 0 | 0 | 0 | 0 | 0 | 0 | 0 | 0 | 0 | 0 | 0 | 0 | 0 | 0 | 0 | 0 | 0 | 0 | 0 | 0 | 0 | 0
| Emissions from electricity for heat pump, parasitic load and electric boilers, tCO2e |  | #REF! | #REF! | #REF! | #REF! | #REF! | #REF! | #REF! | #REF! | #REF! | #REF! | #REF! | #REF! | #REF! | #REF! | #REF! | #REF! | #REF! | #REF! | #REF! | #REF! | #REF! | #REF! | #REF! | #REF! | #REF! | #REF! | #REF! | #REF! | #REF! | #REF! | #REF! | #REF! | #REF! | #REF! | #REF! | #REF! | #REF! | #REF! | #REF! | #REF! | #REF! | #REF! | #REF! | #REF! | #REF! | #REF! | #REF! | #REF! | #REF! | #REF! | #REF! | #REF! | #REF! | #REF! | #REF! | #REF! | #REF! | #REF! | #REF! | #REF!
| Annual gas boiler CO2e emissions, tCO2e |  | #REF! | #REF! | #REF! | #REF! | #REF! | #REF! | #REF! | #REF! | #REF! | #REF! | #REF! | #REF! | #REF! | #REF! | #REF! | #REF! | #REF! | #REF! | #REF! | #REF! | #REF! | #REF! | #REF! | #REF! | #REF! | #REF! | #REF! | #REF! | #REF! | #REF! | #REF! | #REF! | #REF! | #REF! | #REF! | #REF! | #REF! | #REF! | #REF! | #REF! | #REF! | #REF! | #REF! | #REF! | #REF! | #REF! | #REF! | #REF! | #REF! | #REF! | #REF! | #REF! | #REF! | #REF! | #REF! | #REF! | #REF! | #REF! | #REF! | #REF!
| Annual network CO2e emissions, tCO2e |  | #REF! | #REF! | #REF! | #REF! | #REF! | #REF! | #REF! | #REF! | #REF! | #REF! | #REF! | #REF! | #REF! | #REF! | #REF! | #REF! | #REF! | #REF! | #REF! | #REF! | #REF! | #REF! | #REF! | #REF! | #REF! | #REF! | #REF! | #REF! | #REF! | #REF! | #REF! | #REF! | #REF! | #REF! | #REF! | #REF! | #REF! | #REF! | #REF! | #REF! | #REF! | #REF! | #REF! | #REF! | #REF! | #REF! | #REF! | #REF! | #REF! | #REF! | #REF! | #REF! | #REF! | #REF! | #REF! | #REF! | #REF! | #REF! | #REF! | #REF!
| Annual CO2e savings against gas boilers, tCO2e |  | #REF! | #REF! | #REF! | #REF! | #REF! | #REF! | #REF! | #REF! | #REF! | #REF! | #REF! | #REF! | #REF! | #REF! | #REF! | #REF! | #REF! | #REF! | #REF! | #REF! | #REF! | #REF! | #REF! | #REF! | #REF! | #REF! | #REF! | #REF! | #REF! | #REF! | #REF! | #REF! | #REF! | #REF! | #REF! | #REF! | #REF! | #REF! | #REF! | #REF! | #REF! | #REF! | #REF! | #REF! | #REF! | #REF! | #REF! | #REF! | #REF! | #REF! | #REF! | #REF! | #REF! | #REF! | #REF! | #REF! | #REF! | #REF! | #REF! | #REF!
| CO2e intensity of heat delivered, g/kWh |  | #REF! | #REF! | #REF! | #REF! | #REF! | #REF! | #REF! | #REF! | #REF! | #REF! | #REF! | #REF! | #REF! | #REF! | #REF! | #REF! | #REF! | #REF! | #REF! | #REF! | #REF! | #REF! | #REF! | #REF! | #REF! | #REF! | #REF! | #REF! | #REF! | #REF! | #REF! | #REF! | #REF! | #REF! | #REF! | #REF! | #REF! | #REF! | #REF! | #REF! | #REF! | #REF! | #REF! | #REF! | #REF! | #REF! | #REF! | #REF! | #REF! | #REF! | #REF! | #REF! | #REF! | #REF! | #REF! | #REF! | #REF! | #REF! | #REF! | #REF!
| CO2e intensity of heat delivered, kg/kWh |  | #REF! | #REF! | #REF! | #REF! | #REF! | #REF! | #REF! | #REF! | #REF! | #REF! | #REF! | #REF! | #REF! | #REF! | #REF! | #REF! | #REF! | #REF! | #REF! | #REF! | #REF! | #REF! | #REF! | #REF! | #REF! | #REF! | #REF! | #REF! | #REF! | #REF! | #REF! | #REF! | #REF! | #REF! | #REF! | #REF! | #REF! | #REF! | #REF! | #REF! | #REF! | #REF! | #REF! | #REF! | #REF! | #REF! | #REF! | #REF! | #REF! | #REF! | #REF! | #REF! | #REF! | #REF! | #REF! | #REF! | #REF! | #REF! | #REF! | #REF!
| Total CO2e emissions - 20 years, tCO2e | 0 2026: #REF!
| Total CO2e savings - 20 years, tCO2e | 0 2026: #REF!
| Total CO2e emissions - 30 years, tCO2e | 0 2026: #REF!
| Total CO2e savings - 30 years, tCO2e | 0 2026: #REF!
| Total CO2e emissions - 40 years, tCO2e | 0 2026: #REF!
| Total CO2e savings - 40 years, tCO2e | 0 2026: #REF!
Alternative solution for remaining sites
| Displaced emissions from BAU gas boilers - commercial and industrial, tCO2e |  | 0 | 0 | 0 | 0 | 0 | 0 | 0 | 0 | 0 | 0 | 0 | 0 | 0 | 0 | 0 | 0 | 0 | 0 | 0 | 0 | 0 | 0 | 0 | 0 | 0 | 0 | 0 | 0 | 0 | 0 | 0 | 0 | 0 | 0 | 0 | 0 | 0 | 0 | 0 | 0 | 0 | 0 | 0 | 0 | 0 | 0 | 0 | 0 | 0 | 0 | 0 | 0 | 0 | 0 | 0 | 0 | 0 | 0 | 0 | 0
| Displaced emissions from BAU electric heating - commercial and industrial, tCO2e |  | 0 | 0 | 0 | 0 | 0 | 0 | 0 | 0 | 0 | 0 | 0 | 0 | 0 | 0 | 0 | 0 | 0 | 0 | 0 | 0 | 0 | 0 | 0 | 0 | 0 | 0 | 0 | 0 | 0 | 0 | 0 | 0 | 0 | 0 | 0 | 0 | 0 | 0 | 0 | 0 | 0 | 0 | 0 | 0 | 0 | 0 | 0 | 0 | 0 | 0 | 0 | 0 | 0 | 0 | 0 | 0 | 0 | 0 | 0 | 0
| Displaced emissions from BAU gas boilers - residential, tCO2e |  | 0 | 0 | 0 | 0 | 0 | 0 | 0 | 0 | 0 | 0 | 0 | 0 | 0 | 0 | 0 | 0 | 0 | 0 | 0 | 0 | 0 | 0 | 0 | 0 | 0 | 0 | 0 | 0 | 0 | 0 | 0 | 0 | 0 | 0 | 0 | 0 | 0 | 0 | 0 | 0 | 0 | 0 | 0 | 0 | 0 | 0 | 0 | 0 | 0 | 0 | 0 | 0 | 0 | 0 | 0 | 0 | 0 | 0 | 0 | 0
| Displaced emissions from BAU electric heating - residential, tCO2e |  | 0 | 0 | 0 | 0 | 0 | 0 | 0 | 0 | 0 | 0 | 0 | 0 | 0 | 0 | 0 | 0 | 0 | 0 | 0 | 0 | 0 | 0 | 0 | 0 | 0 | 0 | 0 | 0 | 0 | 0 | 0 | 0 | 0 | 0 | 0 | 0 | 0 | 0 | 0 | 0 | 0 | 0 | 0 | 0 | 0 | 0 | 0 | 0 | 0 | 0 | 0 | 0 | 0 | 0 | 0 | 0 | 0 | 0 | 0 | 0
| Emissions from electricity for heat pump and parasitic load, tCO2e |  | 0 | 0 | 0 | 0 | 0 | 0 | 0 | 0 | 0 | 0 | 0 | 0 | 0 | 0 | 0 | 0 | 0 | 0 | 0 | 0 | 0 | 0 | 0 | 0 | 0 | 0 | 0 | 0 | 0 | 0 | 0 | 0 | 0 | 0 | 0 | 0 | 0 | 0 | 0 | 0 | 0 | 0 | 0 | 0 | 0 | 0 | 0 | 0 | 0 | 0 | 0 | 0 | 0 | 0 | 0 | 0 | 0 | 0 | 0 | 0
| Annual gas boiler CO2e emissions, tCO2e |  | 0 | 0 | 0 | 0 | 0 | 0 | 0 | 0 | 0 | 0 | 0 | 0 | 0 | 0 | 0 | 0 | 0 | 0 | 0 | 0 | 0 | 0 | 0 | 0 | 0 | 0 | 0 | 0 | 0 | 0 | 0 | 0 | 0 | 0 | 0 | 0 | 0 | 0 | 0 | 0 | 0 | 0 | 0 | 0 | 0 | 0 | 0 | 0 | 0 | 0 | 0 | 0 | 0 | 0 | 0 | 0 | 0 | 0 | 0 | 0
| Annual CO2e emissions, tCO2e |  | 0 | 0 | 0 | 0 | 0 | 0 | 0 | 0 | 0 | 0 | 0 | 0 | 0 | 0 | 0 | 0 | 0 | 0 | 0 | 0 | 0 | 0 | 0 | 0 | 0 | 0 | 0 | 0 | 0 | 0 | 0 | 0 | 0 | 0 | 0 | 0 | 0 | 0 | 0 | 0 | 0 | 0 | 0 | 0 | 0 | 0 | 0 | 0 | 0 | 0 | 0 | 0 | 0 | 0 | 0 | 0 | 0 | 0 | 0 | 0
| Annual CO2e savings against gas boilers, tCO2e |  | 0 | 0 | 0 | 0 | 0 | 0 | 0 | 0 | 0 | 0 | 0 | 0 | 0 | 0 | 0 | 0 | 0 | 0 | 0 | 0 | 0 | 0 | 0 | 0 | 0 | 0 | 0 | 0 | 0 | 0 | 0 | 0 | 0 | 0 | 0 | 0 | 0 | 0 | 0 | 0 | 0 | 0 | 0 | 0 | 0 | 0 | 0 | 0 | 0 | 0 | 0 | 0 | 0 | 0 | 0 | 0 | 0 | 0 | 0 | 0
| CO2e intensity of heat delivered, g/kWh |  | 0 | 0 | 0 | 0 | 0 | 0 | 0 | 0 | 0 | 0 | 0 | 0 | 0 | 0 | 0 | 0 | 0 | 0 | 0 | 0 | 0 | 0 | 0 | 0 | 0 | 0 | 0 | 0 | 0 | 0 | 0 | 0 | 0 | 0 | 0 | 0 | 0 | 0 | 0 | 0 | 0 | 0 | 0 | 0 | 0 | 0 | 0 | 0 | 0 | 0 | 0 | 0 | 0 | 0 | 0 | 0 | 0 | 0 | 0 | 0
| CO2e intensity of heat delivered, kg/kWh |  | 0 | 0 | 0 | 0 | 0 | 0 | 0 | 0 | 0 | 0 | 0 | 0 | 0 | 0 | 0 | 0 | 0 | 0 | 0 | 0 | 0 | 0 | 0 | 0 | 0 | 0 | 0 | 0 | 0 | 0 | 0 | 0 | 0 | 0 | 0 | 0 | 0 | 0 | 0 | 0 | 0 | 0 | 0 | 0 | 0 | 0 | 0 | 0 | 0 | 0 | 0 | 0 | 0 | 0 | 0 | 0 | 0 | 0 | 0 | 0
| Total CO2e emissions - 20 years, tCO2e | 0 2026: 0
| Total CO2e savings - 20 years, tCO2e | 0 2026: 0
| Total CO2e emissions - 30 years, tCO2e | 0 2026: 0
| Total CO2e savings - 30 years, tCO2e | 0 2026: 0
| Total CO2e emissions - 40 years, tCO2e | 0 2026: 0
| Total CO2e savings - 40 years, tCO2e | 0 2026: 0
Counterfactual
| Emissions from electricity for electric heating, tCO2e |  | 0 | 0 | 0 | 0 | 0 | 0 | 0 | 0 | 0 | 0 | 0 | 0 | 0 | 0 | 0 | 0 | 0 | 0 | 0 | 0 | 0 | 0 | 0 | 0 | 0 | 0 | 0 | 0 | 0 | 0 | 0 | 0 | 0 | 0 | 0 | 0 | 0 | 0 | 0 | 0 | 0 | 0 | 0 | 0 | 0 | 0 | 0 | 0 | 0 | 0 | 0 | 0 | 0 | 0 | 0 | 0 | 0 | 0 | 0 | 0
| Emissions from electricity for heat pumps and parasitic load, tCO2e |  | #REF! | #REF! | #REF! | #REF! | #REF! | #REF! | #REF! | #REF! | #REF! | #REF! | #REF! | #REF! | #REF! | #REF! | #REF! | #REF! | #REF! | #REF! | #REF! | #REF! | #REF! | #REF! | #REF! | #REF! | #REF! | #REF! | #REF! | #REF! | #REF! | #REF! | #REF! | #REF! | #REF! | #REF! | #REF! | #REF! | #REF! | #REF! | #REF! | #REF! | #REF! | #REF! | #REF! | #REF! | #REF! | #REF! | #REF! | #REF! | #REF! | #REF! | #REF! | #REF! | #REF! | #REF! | #REF! | #REF! | #REF! | #REF! | #REF! | #REF!
| Emissions from gas boilers, tCO2e |  | 0 | 0 | 0 | 0 | 0 | 0 | 0 | 0 | 0 | 0 | 0 | 0 | 0 | 0 | 0 | 0 | 0 | 0 | 0 | 0 | 0 | 0 | 0 | 0 | 0 | 0 | 0 | 0 | 0 | 0 | 0 | 0 | 0 | 0 | 0 | 0 | 0 | 0 | 0 | 0 | 0 | 0 | 0 | 0 | 0 | 0 | 0 | 0 | 0 | 0 | 0 | 0 | 0 | 0 | 0 | 0 | 0 | 0 | 0 | 0
| Annual CO2e emissions, tCO2e |  | #REF! | #REF! | #REF! | #REF! | #REF! | #REF! | #REF! | #REF! | #REF! | #REF! | #REF! | #REF! | #REF! | #REF! | #REF! | #REF! | #REF! | #REF! | #REF! | #REF! | #REF! | #REF! | #REF! | #REF! | #REF! | #REF! | #REF! | #REF! | #REF! | #REF! | #REF! | #REF! | #REF! | #REF! | #REF! | #REF! | #REF! | #REF! | #REF! | #REF! | #REF! | #REF! | #REF! | #REF! | #REF! | #REF! | #REF! | #REF! | #REF! | #REF! | #REF! | #REF! | #REF! | #REF! | #REF! | #REF! | #REF! | #REF! | #REF! | #REF!
| CO2e intensity of heat delivered, g/kWh |  | #REF! | #REF! | #REF! | #REF! | #REF! | #REF! | #REF! | #REF! | #REF! | #REF! | #REF! | #REF! | #REF! | #REF! | #REF! | #REF! | #REF! | #REF! | #REF! | #REF! | #REF! | #REF! | #REF! | #REF! | #REF! | #REF! | #REF! | #REF! | #REF! | #REF! | #REF! | #REF! | #REF! | #REF! | #REF! | #REF! | #REF! | #REF! | #REF! | #REF! | #REF! | #REF! | #REF! | #REF! | #REF! | #REF! | #REF! | #REF! | #REF! | #REF! | #REF! | #REF! | #REF! | #REF! | #REF! | #REF! | #REF! | #REF! | #REF! | #REF!
| CO2e intensity of heat delivered, kg/kWh |  | #REF! | #REF! | #REF! | #REF! | #REF! | #REF! | #REF! | #REF! | #REF! | #REF! | #REF! | #REF! | #REF! | #REF! | #REF! | #REF! | #REF! | #REF! | #REF! | #REF! | #REF! | #REF! | #REF! | #REF! | #REF! | #REF! | #REF! | #REF! | #REF! | #REF! | #REF! | #REF! | #REF! | #REF! | #REF! | #REF! | #REF! | #REF! | #REF! | #REF! | #REF! | #REF! | #REF! | #REF! | #REF! | #REF! | #REF! | #REF! | #REF! | #REF! | #REF! | #REF! | #REF! | #REF! | #REF! | #REF! | #REF! | #REF! | #REF! | #REF!
| Total CO2e emissions - 20 years, tCO2e | 0 2026: #REF!
| Total CO2e emissions - 30 years, tCO2e | 0 2026: #REF!
| Total CO2e emissions - 40 years, tCO2e | 0 2026: #REF!
END OF SHEET | bar: 0 2026 to 27 2053

## Social IRR
| Phase |  | 1 | 1 | 1 | 1 | 1 | 2 | 2 | 2 | 2 | 2 | 3 | 3 | 3 | 3 | 3 | 3 | 3 | 3 | 3 | 3 | 3 | 3 | 3 | 3 | 3 | 3 | 3 | 3 | 3 | 3 | 3 | 3 | 3 | 3 | 3 | 3 | 3 | 3 | 3 | 3 | 3 | 3 | 3 | 3 | 3 | 3 | 3 | 3 | 3 | 3 | 3 | 3 | 3 | 3 | 3 | 3 | 3 | 3 | 3 | 3
| Network year | 0 | 1 | 2 | 3 | 4 | 5 | 6 | 7 | 8 | 9 | 10 | 11 | 12 | 13 | 14 | 15 | 16 | 17 | 18 | 19 | 20 | 21 | 22 | 23 | 24 | 25 | 26 | 27 | 28 | 29 | 30 | 31 | 32 | 33 | 34 | 35 | 36 | 37 | 38 | 39 | 40 | 41 | 42 | 43 | 44 | 45 | 46 | 47 | 48 | 49 | 50 | 51 | 52 | 53 | 54 | 55 | 56 | 57 | 58 | 59 | 60
| Year | 2026 | 2027 | 2028 | 2029 | 2030 | 2031 | 2032 | 2033 | 2034 | 2035 | 2036 | 2037 | 2038 | 2039 | 2040 | 2041 | 2042 | 2043 | 2044 | 2045 | 2046 | 2047 | 2048 | 2049 | 2050 | 2051 | 2052 | 2053 | 2054 | 2055 | 2056 | 2057 | 2058 | 2059 | 2060 | 2061 | 2062 | 2063 | 2064 | 2065 | 2066 | 2067 | 2068 | 2069 | 2070 | 2071 | 2072 | 2073 | 2074 | 2075 | 2076 | 2077 | 2078 | 2079 | 2080 | 2081 | 2082 | 2083 | 2084 | 2085 | 2086
Phase 1 flag
Phase 2 flag
Phase 3 flag
Central scenario
Low scenario
High scenario
1 | Social IRR and NPV
| Reference year for carbon price projection | 2022 | 2023 | 2024 | 2025 | 2026 | 2027 | 2028 | 2029 | 2030 | 2031 | 2032 | 2033 | 2034 | 2035 | 2036 | 2037 | 2038 | 2039 | 2040 | 2041 | 2042 | 2043 | 2044 | 2045 | 2046 | 2047 | 2048 | 2049 | 2050 | 2051 | 2052 | 2053 | 2054 | 2055 | 2056 | 2057 | 2058 | 2059 | 2060 | 2061 | 2062 | 2063 | 2064 | 2065 | 2066 | 2067 | 2068 | 2069 | 2070 | 2071 | 2072 | 2073 | 2074 | 2075 | 2076 | 2077 | 2078 | 2079 | 2080 | 2081 | 2082 | 2083 | 2084 | 2085 | 2086 | 2087 | 2088 | 2089
| Central scenario non-traded carbon price projections, £/tCO2e | 248 | 252 | 256 | 260 | 264 | 268 | 272 | 276 | 280 | 285 | 289 | 293 | 298 | 302 | 307 | 312 | 316 | 321 | 326 | 331 | 336 | 341 | 346 | 351 | 356 | 362 | 367 | 373 | 378 | 378 | 378 | 378 | 378 | 378 | 378 | 378 | 378 | 378 | 378 | 378 | 378 | 378 | 378 | 378 | 378 | 378 | 378 | 378 | 378 | 378 | 378 | 378 | 378 | 378 | 378 | 378 | 378 | 378 | 378 | 378 | 378 | 378 | 378 | 378 | 378 | 378 | 378 | 378
| Low scenario non-traded carbon price projections, £/tCO2e | 124 | 126 | 128 | 130 | 132 | 134 | 136 | 138 | 140 | 142 | 144 | 147 | 149 | 151 | 153 | 156 | 158 | 161 | 163 | 165 | 168 | 170 | 173 | 176 | 178 | 181 | 184 | 186 | 189 | 189 | 189 | 189 | 189 | 189 | 189 | 189 | 189 | 189 | 189 | 189 | 189 | 189 | 189 | 189 | 189 | 189 | 189 | 189 | 189 | 189 | 189 | 189 | 189 | 189 | 189 | 189 | 189 | 189 | 189 | 189 | 189 | 189 | 189 | 189 | 189 | 189 | 189 | 189
| High scenario non-traded carbon price projections, £/tCO2e | 373 | 378 | 384 | 390 | 396 | 402 | 408 | 414 | 420 | 427 | 433 | 440 | 447 | 453 | 460 | 467 | 474 | 482 | 489 | 496 | 504 | 511 | 519 | 527 | 535 | 543 | 551 | 559 | 568 | 568 | 568 | 568 | 568 | 568 | 568 | 568 | 568 | 568 | 568 | 568 | 568 | 568 | 568 | 568 | 568 | 568 | 568 | 568 | 568 | 568 | 568 | 568 | 568 | 568 | 568 | 568 | 568 | 568 | 568 | 568 | 568 | 568 | 568 | 568 | 568 | 568 | 568 | 568
| Marginal air quality damage costs - gas, p/kWh | 0.15983 | 0.16303 | 0.16629 | 0.16962 | 0.17301 | 0.17647 | 0.18 | 0.1836 | 0.18727 | 0.19102 | 0.19484 | 0.19873 | 0.20271 | 0.20676 | 0.2109 | 0.21511 | 0.21942 | 0.22381 | 0.22828 | 0.23285 | 0.2375 | 0.24225 | 0.2471 | 0.25204 | 0.25708 | 0.26222 | 0.26747 | 0.27282 | 0.27827 | 0.28384 | 0.28952 | 0.29531 | 0.30121 | 0.30724 | 0.31338 | 0.31965 | 0.32604 | 0.33256 | 0.33921 | 0.346 | 0.35292 | 0.35998 | 0.36718 | 0.37452 | 0.38201 | 0.38965 | 0.39744 | 0.40539 | 0.4135 | 0.42177 | 0.43021 | 0.43881 | 0.44759 | 0.45654 | 0.46567 | 0.47498 | 0.48448 | 0.49417 | 0.50406 | 0.51414 | 0.52442 | 0.53491 | 0.54561 | 0.55652 | 0.56765 | 0.579 | 0.59058 | 0.60239
| Marginal air quality damage costs - electricity, p/kWh | 0.19944 | 0.20343 | 0.2075 | 0.21165 | 0.21588 | 0.2202 | 0.2246 | 0.2291 | 0.23368 | 0.23835 | 0.24312 | 0.24798 | 0.25294 | 0.258 | 0.26316 | 0.26842 | 0.27379 | 0.27927 | 0.28485 | 0.29055 | 0.29636 | 0.30229 | 0.30833 | 0.3145 | 0.32079 | 0.3272 | 0.33375 | 0.34042 | 0.34723 | 0.35418 | 0.36126 | 0.36849 | 0.37586 | 0.38337 | 0.39104 | 0.39886 | 0.40684 | 0.41497 | 0.42327 | 0.43174 | 0.44037 | 0.44918 | 0.45817 | 0.46733 | 0.47668 | 0.48621 | 0.49593 | 0.50585 | 0.51597 | 0.52629 | 0.53681 | 0.54755 | 0.5585 | 0.56967 | 0.58107 | 0.59269 | 0.60454 | 0.61663 | 0.62896 | 0.64154 | 0.65437 | 0.66746 | 0.68081 | 0.69443 | 0.70832 | 0.72248 | 0.73693 | 0.75167
Annual CO₂e emissions - gas boilers, tCO₂e
Annual CO2e savings compared to gas boilers, tCO2e
Annual CO2e emissions savings, £
Displaced air quality damage costs from gas counterfactual, £
Annual air quality damage costs from gas into gas boilers, £
Annual air quality damage costs from electricity import, £
Annual network air quality damage costs, £
Annual air quality damage savings, £
Annual CO2e emissions and air quality damage savings, £
20 YEARS
Total capital costs
Cashflow
Cumulative cashflow
Social internal rate of return (IRR)
Social net present value (NPV)
Social simple payback (years)
Social 20 year total income
30 YEARS
Total capital costs
Cashflow
Cumulative cashflow
Social internal rate of return (IRR)
Social net present value (NPV)
Social simple payback (years)
Social 30 year total income
40 YEARS
Total capital costs
Cashflow
Cumulative cashflow
Social internal rate of return (IRR)
Social net present value (NPV)
Social simple payback (years)
Social 40 year total income
END OF SHEET

## Price projections
1 | BEIS Price Projections
| Reference year for tariffs |  | 2024
|  |  | 2022 | 2023 | 2024 | 2025 | 2026 | 2027 | 2028 | 2029 | 2030 | 2031 | 2032 | 2033 | 2034 | 2035 | 2036 | 2037 | 2038 | 2039 | 2040 | 2041 | 2042
|  |  | 0 | 0 | 1 | 1 | 1 | 1 | 1 | 1 | 1 | 1 | 1 | 1 | 1 | 1 | 1 | 1 | 1 | 1 | 1 | 1 | 1
Central Scenario
| Natural gas | Reference year tariff
| Industrial | 2.5771 | 2.3907 | 2.4827 | 2.5771 | 2.6702 | 2.7171 | 2.8031 | 2.8467 | 2.8902 | 2.933 | 2.9758 | 3.0187 | 3.0616 | 3.1045 | 3.1474 | 3.1465 | 3.1457 | 3.1448 | 3.144 | 3.1433 | 3.1433 | 3.1433
| Residential | 4.5936 | 4.5121 | 4.5519 | 4.5936 | 4.6299 | 4.6571 | 4.6915 | 4.7297 | 4.7494 | 4.7706 | 4.7905 | 4.8152 | 4.8339 | 4.8581 | 4.887 | 4.9208 | 4.9164 | 4.9117 | 4.9072 | 4.9026 | 4.9026 | 4.9026
| Commercial / services | 3.3776 | 3.0954 | 3.235 | 3.3776 | 3.5171 | 3.5686 | 3.6584 | 3.7058 | 3.7545 | 3.8002 | 3.846 | 3.8918 | 3.9377 | 3.9836 | 4.0296 | 4.0287 | 4.0279 | 4.027 | 4.0263 | 4.0255 | 4.0255 | 4.0255
Grid electricity
| Industrial | 12.6938 | 13.0191 | 12.6699 | 12.6938 | 12.8067 | 12.86 | 12.7775 | 12.4697 | 12.3365 | 12.444 | 12.1647 | 12.0465 | 11.8307 | 11.6107 | 11.5255 | 11.5546 | 11.5734 | 11.7359 | 11.7011 | 11.6222 | 11.6222 | 11.6222
| Residential | 21.083 | 21.4712 | 21.4247 | 21.083 | 21.3042 | 21.4945 | 21.0936 | 21.0358 | 20.8699 | 21.2614 | 21.2003 | 20.7315 | 20.1997 | 19.917 | 19.6294 | 19.493 | 19.4428 | 19.2763 | 19.5561 | 19.2603 | 19.2603 | 19.2603
| Commercial / services | 14.8585 | 15.2107 | 14.8351 | 14.8585 | 14.9712 | 15.0304 | 14.883 | 14.5354 | 14.4075 | 14.5934 | 14.6759 | 14.4657 | 14.1366 | 13.8342 | 13.6978 | 13.6051 | 13.4113 | 13.5182 | 13.4584 | 13.3305 | 13.3305 | 13.3305
Low Scenario
Natural gas
| Industrial | 1.8821 | 1.6958 | 1.7877 | 1.8821 | 1.9753 | 2.0222 | 2.0264 | 2.07 | 2.1135 | 2.1563 | 2.1992 | 2.2012 | 2.244 | 2.2869 | 2.2889 | 2.2881 | 2.2872 | 2.2864 | 2.2856 | 2.2848 | 2.2848 | 2.2848
| Residential | 3.9363 | 3.8935 | 3.8945 | 3.9363 | 3.9726 | 3.9998 | 4.0342 | 3.9951 | 4.0148 | 4.0359 | 4.0558 | 4.0806 | 4.0605 | 4.0848 | 4.1137 | 4.1089 | 4.1044 | 4.0997 | 4.0952 | 4.0906 | 4.0906 | 4.0906
| Commercial / services | 2.6827 | 2.4005 | 2.5401 | 2.6827 | 2.8222 | 2.8737 | 2.8817 | 2.9292 | 2.9778 | 3.0235 | 3.0693 | 3.0743 | 3.1202 | 3.1661 | 3.1711 | 3.1703 | 3.1695 | 3.1686 | 3.1678 | 3.1671 | 3.1671 | 3.1671
Grid electricity
| Industrial | 11.1463 | 11.432 | 11.1253 | 11.1463 | 11.2454 | 11.2922 | 11.2198 | 10.9495 | 10.8326 | 10.927 | 10.6817 | 10.5779 | 10.3884 | 10.1952 | 10.1204 | 10.1459 | 10.1625 | 10.3051 | 10.2746 | 10.2053 | 10.2053 | 10.2053
| Residential | 19.784 | 20.1483 | 20.1046 | 19.784 | 19.9915 | 20.1702 | 19.794 | 19.7397 | 19.5841 | 19.9514 | 19.8941 | 19.4541 | 18.9551 | 18.6899 | 18.42 | 18.292 | 18.2449 | 18.0886 | 18.3512 | 18.0736 | 18.0736 | 18.0736
| Commercial / services | 12.6476 | 12.9474 | 12.6277 | 12.6476 | 12.7436 | 12.794 | 12.6685 | 12.3726 | 12.2638 | 12.422 | 12.4922 | 12.3133 | 12.0331 | 11.7757 | 11.6597 | 11.5807 | 11.4157 | 11.5068 | 11.4559 | 11.347 | 11.347 | 11.347
High Scenario
Natural gas
| Industrial | 3.599 | 3.4127 | 3.5046 | 3.599 | 3.6921 | 3.739 | 3.7841 | 3.8277 | 3.8713 | 3.914 | 3.9569 | 3.9998 | 4.0426 | 4.0855 | 4.1284 | 4.1276 | 4.1267 | 4.1259 | 4.1251 | 4.1243 | 4.1243 | 4.1243
| Residential | 5.5602 | 5.4787 | 5.5185 | 5.5602 | 5.5966 | 5.6237 | 5.6582 | 5.6577 | 5.6774 | 5.6985 | 5.7185 | 5.7432 | 5.7618 | 5.7861 | 5.815 | 5.8488 | 5.8443 | 5.8397 | 5.8351 | 5.8306 | 5.8306 | 5.8306
| Commercial / services | 4.3995 | 4.1174 | 4.2569 | 4.3995 | 4.539 | 4.5906 | 4.6394 | 4.6869 | 4.7355 | 4.7812 | 4.827 | 4.8729 | 4.9188 | 4.9647 | 5.0106 | 5.0098 | 5.0089 | 5.0081 | 5.0073 | 5.0065 | 5.0065 | 5.0065
Grid electricity
| Industrial | 14.543 | 14.9157 | 14.5156 | 14.543 | 14.6723 | 14.7334 | 14.6389 | 14.2863 | 14.1337 | 14.2569 | 13.9369 | 13.8014 | 13.5541 | 13.3021 | 13.2045 | 13.2378 | 13.2594 | 13.4455 | 13.4057 | 13.3153 | 13.3153 | 13.3153
| Residential | 22.4726 | 22.8864 | 22.8369 | 22.4726 | 22.7084 | 22.9113 | 22.4839 | 22.4223 | 22.2455 | 22.6628 | 22.5977 | 22.0979 | 21.5311 | 21.2298 | 20.9232 | 20.7778 | 20.7243 | 20.5469 | 20.8451 | 20.5298 | 20.5298 | 20.5298
| Commercial / services | 16.4918 | 16.8827 | 16.4658 | 16.4918 | 16.6169 | 16.6826 | 16.519 | 16.1332 | 15.9912 | 16.1975 | 16.2892 | 16.0558 | 15.6905 | 15.3549 | 15.2035 | 15.1006 | 14.8855 | 15.0042 | 14.9378 | 14.7958 | 14.7958 | 14.7958
Selected Scenario:
| Central scenario flag | 1
| Low scenario flag | 0
| High scenario flag | 0
Natural gas
| Industrial |  |  |  | 100% | 103.6% | 105.4% | 108.8% | 110.5% | 112.2% | 113.8% | 115.5% | 117.1% | 118.8% | 120.5% | 122.1% | 122.1% | 122.1% | 122% | 122% | 122% | 122% | 122%
| Residential |  |  |  | 100% | 100.8% | 101.4% | 102.1% | 103% | 103.4% | 103.9% | 104.3% | 104.8% | 105.2% | 105.8% | 106.4% | 107.1% | 107% | 106.9% | 106.8% | 106.7% | 106.7% | 106.7%
| Commercial / services |  |  |  | 100% | 104.1% | 105.7% | 108.3% | 109.7% | 111.2% | 112.5% | 113.9% | 115.2% | 116.6% | 117.9% | 119.3% | 119.3% | 119.3% | 119.2% | 119.2% | 119.2% | 119.2% | 119.2%
Grid electricity
| Industrial |  |  |  | 100% | 100.9% | 101.3% | 100.7% | 98.23% | 97.19% | 98.03% | 95.83% | 94.9% | 93.2% | 91.47% | 90.8% | 91.03% | 91.17% | 92.45% | 92.18% | 91.56% | 91.56% | 91.56%
| Residential |  |  |  | 100% | 101% | 102% | 100.1% | 99.78% | 98.99% | 100.8% | 100.6% | 98.33% | 95.81% | 94.47% | 93.11% | 92.46% | 92.22% | 91.43% | 92.76% | 91.35% | 91.35% | 91.35%
| Commercial / services |  |  |  | 100% | 100.8% | 101.2% | 100.2% | 97.83% | 96.96% | 98.22% | 98.77% | 97.36% | 95.14% | 93.11% | 92.19% | 91.56% | 90.26% | 90.98% | 90.58% | 89.72% | 89.72% | 89.72%
| Annex M: | https://www.gov.uk/government/publications/valuation-of-energy-use-and-greenhouse-gas-emissions-for-appraisal
| Last updated: | 2021-10-07
END OF SHEET

## Lists
YesNo
Yes
No
Phases
Phase 1
Phase 2
Phase 3
20 years
30 years
40 years
Counterfactual
Gas boiler
ASHP
Electric heating
Auxillary boilers
Gas
Electric
Gas and Electric
BEISpriceprojections
Low scenario
Central scenario
High scenario
Energytariffindexing
BEIS price projections
Fixed rate
Catering
Domestic
Education (further and higher)
Education (Higher)
Education (schools)
Entertainment
Hospitals
Hotels
Industrial buildings
Local authority buildings
Ministry of Defence (MoD) buildings
Offices
Public buildings
Retail
Sports and recreation